## Output Viewer
NorthWestern NEM Model
Last Updated: 3/29/2018 | [14 empty] | Navigant Consulting, 2018.
Output Viewer
View Cost Test | UCT | [5 empty] | View Adoption Forecast | High
[7 empty] | View Carbon Scenario | On
[7 empty] | Nominal or Real Cost Streams | Real
NorthWestern Energy NEM Value, 25-year Levelized $/kWh, UCT Test
Levelized Values ($ / kWh) | Low Forecast, CO2 On | Med Forecast, CO2 On | High Forecast, CO2 On | Low Forecast, CO2 Off | Med Forecast, CO2 Off | High Forecast, CO2 Off | Annual Values (Real $ / kWh) |  | NorthWestern Energy NEM Value, Annual $/kWh Real 2018, High Adoption Forecast, Carbon Scenario On
CO2 Price Scenario → | On | On | On | Off | Off | Off
Value Stream ↓ Adoption Scenario → | Low | Med | High | Low | Med | High | Value Stream |  |  | 2018 | 2019 | 2020 | 2021 | 2022 | 2023 | 2024 | 2025 | 2026 | 2027 | 2028 | 2029 | 2030 | 2031 | 2032 | 2033 | 2034 | 2035 | 2036 | 2037 | 2038 | 2039 | 2040 | 2041 | 2042
Avoided Energy Costs | 0.031993 | 0.030843 | 0.030135 | 0.030399 | 0.029399 | 0.028772 | Avoided Energy Costs |  |  | 0.017846 | 0.017607 | 0.018416 | 0.01822 | 0.018234 | 0.018131 | 0.018954 | 0.019535 | 0.020069 | 0.020907 | 0.021799 | 0.023705 | 0.024339 | 0.025297 | 0.025741 | 0.025615 | 0.025638 | 0.026161 | 0.026477 | 0.026954 | 0.026858 | 0.027077 | 0.027183 | 0.027382 | 0.028267
Avoided Capacity Costs | 0.0047909 | 0.0047771 | 0.0047699 | 0.0047909 | 0.0047771 | 0.0047699 | Avoided Capacity Costs |  |  | 0.0011777 | 0.00084178 | 0.0006514 | 0.00063107 | 0.00086456 | 0.0013154 | 0.0018107 | 0.0024087 | 0.0029699 | 0.0034123 | 0.0037747 | 0.0040795 | 0.0043263 | 0.0045341 | 0.0046837 | 0.0047894 | 0.0048447 | 0.0048759 | 0.0048734 | 0.0048738 | 0.0048515 | 0.0048175 | 0.0047839 | 0.0048103 | 0.0048412
Avoided T&D Capacity Costs | 0.0033851 | 0.0026922 | 0.0021833 | 0.0033851 | 0.0026922 | 0.0021833 | Avoided Transmission and Distribution Capacity Costs |  |  | 0 | 0 | 0 | 0 | 0 | 0 | 0 | 0 | 0 | 0.0036376 | 0 | 0 | 0 | 0 | 0.0028495 | 0.0057657 | 0.0056109 | 0.0030941 | 0.0030299 | 0.0029737 | 0.0029079 | 0.0028364 | 0.0027644 | 0.00056043 | 0.0030728
Avoided System Losses | 0.002585 | 0.0024921 | 0.0024349 | 0.0024562 | 0.0023754 | 0.0023248 | Avoided System Losses |  |  | 0.0014419 | 0.0014227 | 0.001488 | 0.0014722 | 0.0014733 | 0.001465 | 0.0015315 | 0.0015784 | 0.0016216 | 0.0016892 | 0.0017614 | 0.0019154 | 0.0019666 | 0.002044 | 0.0020799 | 0.0020697 | 0.0020716 | 0.0021138 | 0.0021394 | 0.0021779 | 0.0021701 | 0.0021878 | 0.0021964 | 0.0022125 | 0.002284
Avoided RPS Compliance Costs | 0 | 0 | 0 | 0 | 0 | 0 | Avoided RPS Compliance Costs |  |  | 0 | 0 | 0 | 0 | 0 | 0 | 0 | 0 | 0 | 0 | 0 | 0 | 0 | 0 | 0 | 0 | 0 | 0 | 0 | 0 | 0 | 0 | 0 | 0 | 0
Avoided Environmental Compliance Costs | 0.0055675 | 0.0050309 | 0.0047516 | 0 | 0 | 0 | Avoided Environmental Compliance Costs |  |  | 0 | 0 | 0 | 0 | 0 | 0 | 0 | 0 | 0 | 0 | 0.0025972 | 0.0026507 | 0.0037049 | 0.0041385 | 0.0046352 | 0.0052516 | 0.0056493 | 0.0059147 | 0.0061603 | 0.0069013 | 0.0071486 | 0.007393 | 0.0076403 | 0.0084549 | 0.0088989
Market Price Suppression Effects (Fuel Hedging) | 0 | 0 | 0 | 0 | 0 | 0 | Market Price Suppression Effects (Fuel Hedging) |  |  | 0 | 0 | 0 | 0 | 0 | 0 | 0 | 0 | 0 | 0 | 0 | 0 | 0 | 0 | 0 | 0 | 0 | 0 | 0 | 0 | 0 | 0 | 0 | 0 | 0
Avoided Risk (e.g., reduced price volatility) | 0 | 0 | 0 | 0 | 0 | 0 | Avoided Risk (e.g., reduced price volatility) |  |  | 0 | 0 | 0 | 0 | 0 | 0 | 0 | 0 | 0 | 0 | 0 | 0 | 0 | 0 | 0 | 0 | 0 | 0 | 0 | 0 | 0 | 0 | 0 | 0 | 0
Avoided Grid Support Services Costs | 0 | 0 | 0 | 0 | 0 | 0 | Avoided Grid Support Services Costs |  |  | 0 | 0 | 0 | 0 | 0 | 0 | 0 | 0 | 0 | 0 | 0 | 0 | 0 | 0 | 0 | 0 | 0 | 0 | 0 | 0 | 0 | 0 | 0 | 0 | 0
Avoided Outages Costs | 0 | 0 | 0 | 0 | 0 | 0 | Avoided Outages Costs |  |  | 0 | 0 | 0 | 0 | 0 | 0 | 0 | 0 | 0 | 0 | 0 | 0 | 0 | 0 | 0 | 0 | 0 | 0 | 0 | 0 | 0 | 0 | 0 | 0 | 0
Non-Energy Benefits | 0 | 0 | 0 | 0 | 0 | 0 | Non-Energy Benefits |  |  | 0 | 0 | 0 | 0 | 0 | 0 | 0 | 0 | 0 | 0 | 0 | 0 | 0 | 0 | 0 | 0 | 0 | 0 | 0 | 0 | 0 | 0 | 0 | 0 | 0
Reduced Revenue | 0 | 0 | 0 | 0 | 0 | 0 | Reduced Revenue |  |  | 0 | 0 | 0 | 0 | 0 | 0 | 0 | 0 | 0 | 0 | 0 | 0 | 0 | 0 | 0 | 0 | 0 | 0 | 0 | 0 | 0 | 0 | 0 | 0 | 0
Administrative Costs | -0.0027867 | -0.0026816 | -0.0026177 | -0.0027867 | -0.0026816 | -0.0026177 | Administrative Costs |  |  | -0.012749 | -0.012679 | -0.010216 | -0.0085195 | -0.0065007 | -0.0047825 | -0.0036069 | -0.0027598 | -0.0021407 | -0.0017955 | -0.001404 | -0.0010433 | -0.00080594 | -0.00066067 | -0.00056394 | -0.00051995 | -0.0004961 | -0.00049904 | -0.00052162 | -0.00058291 | -0.00062145 | -0.00069322 | -0.00065727 | -0.00051669 | -0.00049595
Interconnection Costs | 0 | 0 | 0 | 0 | 0 | 0 | Interconnection Costs |  |  | 0 | 0 | 0 | 0 | 0 | 0 | 0 | 0 | 0 | 0 | 0 | 0 | 0 | 0 | 0 | 0 | 0 | 0 | 0 | 0 | 0 | 0 | 0 | 0 | 0
Integration Costs | 0 | 0 | 0 | 0 | 0 | 0 | Integration Costs |  |  | 0 | 0 | 0 | 0 | 0 | 0 | 0 | 0 | 0 | 0 | 0 | 0 | 0 | 0 | 0 | 0 | 0 | 0 | 0 | 0 | 0 | 0 | 0 | 0 | 0
Net Value | 0.045534 | 0.043154 | 0.041657 | 0.038244 | 0.036562 | 0.035433 | Net Value |  |  | 0.0077162 | 0.007193 | 0.010339 | 0.011804 | 0.014071 | 0.016129 | 0.01869 | 0.020762 | 0.022519 | 0.02785 | 0.028528 | 0.031307 | 0.033531 | 0.035353 | 0.039426 | 0.042971 | 0.043319 | 0.04166 | 0.042158 | 0.043298 | 0.043315 | 0.043618 | 0.043911 | 0.042904 | 0.046868
Annual Values (Real $ / kWh)
[7 empty] | Value Stream | Scenario | CO2 Price | 2018 | 2019 | 2020 | 2021 | 2022 | 2023 | 2024 | 2025 | 2026 | 2027 | 2028 | 2029 | 2030 | 2031 | 2032 | 2033 | 2034 | 2035 | 2036 | 2037 | 2038 | 2039 | 2040 | 2041 | 2042
[7 empty] | Avoided Energy Costs | Low | On | 0.017866 | 0.017665 | 0.018548 | 0.018429 | 0.01852 | 0.018491 | 0.019316 | 0.019945 | 0.020485 | 0.021352 | 0.022327 | 0.024154 | 0.0247 | 0.025696 | 0.02611 | 0.025938 | 0.025939 | 0.026411 | 0.026693 | 0.027146 | 0.027057 | 0.027275 | 0.02738 | 0.027564 | 0.028466
[7 empty] | Avoided Energy Costs | Med | On | 0.017856 | 0.017637 | 0.018481 | 0.018323 | 0.018375 | 0.018306 | 0.019131 | 0.019735 | 0.020273 | 0.021126 | 0.022064 | 0.023939 | 0.024526 | 0.025505 | 0.025934 | 0.025784 | 0.025797 | 0.026296 | 0.026595 | 0.027062 | 0.026971 | 0.027189 | 0.027297 | 0.02749 | 0.028384
[7 empty] | Avoided Energy Costs | High | On | 0.017846 | 0.017607 | 0.018416 | 0.01822 | 0.018234 | 0.018131 | 0.018954 | 0.019535 | 0.020069 | 0.020907 | 0.021799 | 0.023705 | 0.024339 | 0.025297 | 0.025741 | 0.025615 | 0.025638 | 0.026161 | 0.026477 | 0.026954 | 0.026858 | 0.027077 | 0.027183 | 0.027382 | 0.028267
[7 empty] | Avoided Energy Costs | Low | Off | 0.017866 | 0.017665 | 0.018548 | 0.018429 | 0.01852 | 0.018491 | 0.019316 | 0.019945 | 0.020485 | 0.021352 | 0.022285 | 0.023364 | 0.023466 | 0.024395 | 0.024617 | 0.024302 | 0.024267 | 0.024661 | 0.024843 | 0.025171 | 0.025042 | 0.025109 | 0.025254 | 0.025251 | 0.026001
[7 empty] | Avoided Energy Costs | Med | Off | 0.017856 | 0.017637 | 0.018481 | 0.018323 | 0.018375 | 0.018306 | 0.019131 | 0.019735 | 0.020273 | 0.021126 | 0.022071 | 0.023177 | 0.023283 | 0.024201 | 0.024433 | 0.024131 | 0.024118 | 0.024525 | 0.024716 | 0.025061 | 0.024938 | 0.024978 | 0.025147 | 0.02516 | 0.025888
[7 empty] | Avoided Energy Costs | High | Off | 0.017846 | 0.017607 | 0.018416 | 0.01822 | 0.018234 | 0.018131 | 0.018954 | 0.019535 | 0.020069 | 0.020906 | 0.021862 | 0.022981 | 0.023096 | 0.024 | 0.024239 | 0.023954 | 0.023959 | 0.024376 | 0.024575 | 0.024931 | 0.024813 | 0.024831 | 0.025012 | 0.02504 | 0.025749
[7 empty] | Avoided Capacity Costs | Low | N/A | 0.0015474 | 0.0015352 | 0.00147 | 0.0016768 | 0.0019007 | 0.0021107 | 0.0022789 | 0.0023952 | 0.002495 | 0.0025817 | 0.0027104 | 0.0029576 | 0.0032351 | 0.003535 | 0.0038038 | 0.0040203 | 0.0042088 | 0.004413 | 0.0045896 | 0.0047428 | 0.004854 | 0.0049304 | 0.0049747 | 0.0050321 | 0.0050672
[7 empty] | Avoided Capacity Costs | Med | N/A | 0.0013375 | 0.0010873 | 0.00090277 | 0.00091702 | 0.001131 | 0.0015179 | 0.0019326 | 0.002405 | 0.0028313 | 0.0031539 | 0.0034245 | 0.0036947 | 0.0039386 | 0.0041677 | 0.0043524 | 0.0044945 | 0.0045979 | 0.0046952 | 0.0047625 | 0.0048227 | 0.0048525 | 0.0048609 | 0.0048567 | 0.0048944 | 0.0049264
[7 empty] | Avoided Capacity Costs | High | N/A | 0.0011777 | 0.00084178 | 0.0006514 | 0.00063107 | 0.00086456 | 0.0013154 | 0.0018107 | 0.0024087 | 0.0029699 | 0.0034123 | 0.0037747 | 0.0040795 | 0.0043263 | 0.0045341 | 0.0046837 | 0.0047894 | 0.0048447 | 0.0048759 | 0.0048734 | 0.0048738 | 0.0048515 | 0.0048175 | 0.0047839 | 0.0048103 | 0.0048412
[7 empty] | Avoided Transmission and Distribution Capacity Costs | Low | N/A | 0 | 0 | 0 | 0 | 0 | 0 | 0 | 0 | 0 | 0.0080542 | 0 | 0 | 0 | 0 | 0.0047197 | 0.009271 | 0.0088452 | 0.0048341 | 0.004726 | 0.0046532 | 0.00026979 | 0 | 0 | 0.00091736 | 0.0050728
[7 empty] | Avoided Transmission and Distribution Capacity Costs | Med | N/A | 0 | 0 | 0 | 0 | 0 | 0 | 0 | 0 | 0 | 0.0050117 | 0 | 0 | 0 | 0 | 0.0035536 | 0.0071097 | 0.0068663 | 0.0037732 | 0.0036925 | 0.0036286 | 0.0035592 | 0.0034902 | 0 | 0.00069579 | 0.0038273
[7 empty] | Avoided Transmission and Distribution Capacity Costs | High | N/A | 0 | 0 | 0 | 0 | 0 | 0 | 0 | 0 | 0 | 0.0036376 | 0 | 0 | 0 | 0 | 0.0028495 | 0.0057657 | 0.0056109 | 0.0030941 | 0.0030299 | 0.0029737 | 0.0029079 | 0.0028364 | 0.0027644 | 0.00056043 | 0.0030728
[7 empty] | Avoided System Losses | Low | On | 0.0014436 | 0.0014274 | 0.0014987 | 0.0014891 | 0.0014964 | 0.0014941 | 0.0015607 | 0.0016115 | 0.0016552 | 0.0017252 | 0.001804 | 0.0019516 | 0.0019958 | 0.0020762 | 0.0021097 | 0.0020958 | 0.0020958 | 0.002134 | 0.0021568 | 0.0021934 | 0.0021862 | 0.0022038 | 0.0022123 | 0.0022271 | 0.0023
[7 empty] | Avoided System Losses | Med | On | 0.0014428 | 0.001425 | 0.0014933 | 0.0014805 | 0.0014847 | 0.0014792 | 0.0015458 | 0.0015946 | 0.001638 | 0.001707 | 0.0017828 | 0.0019343 | 0.0019817 | 0.0020608 | 0.0020955 | 0.0020834 | 0.0020844 | 0.0021247 | 0.0021489 | 0.0021866 | 0.0021793 | 0.0021968 | 0.0022056 | 0.0022212 | 0.0022934
[7 empty] | Avoided System Losses | High | On | 0.0014419 | 0.0014227 | 0.001488 | 0.0014722 | 0.0014733 | 0.001465 | 0.0015315 | 0.0015784 | 0.0016216 | 0.0016892 | 0.0017614 | 0.0019154 | 0.0019666 | 0.002044 | 0.0020799 | 0.0020697 | 0.0020716 | 0.0021138 | 0.0021394 | 0.0021779 | 0.0021701 | 0.0021878 | 0.0021964 | 0.0022125 | 0.002284
[7 empty] | Avoided System Losses | Low | Off | 0.0014436 | 0.0014274 | 0.0014987 | 0.0014891 | 0.0014964 | 0.0014941 | 0.0015607 | 0.0016115 | 0.0016552 | 0.0017252 | 0.0018006 | 0.0018878 | 0.0018961 | 0.0019711 | 0.0019891 | 0.0019636 | 0.0019607 | 0.0019926 | 0.0020073 | 0.0020338 | 0.0020234 | 0.0020288 | 0.0020405 | 0.0020403 | 0.0021009
[7 empty] | Avoided System Losses | Med | Off | 0.0014428 | 0.001425 | 0.0014933 | 0.0014805 | 0.0014847 | 0.0014792 | 0.0015458 | 0.0015946 | 0.001638 | 0.001707 | 0.0017834 | 0.0018727 | 0.0018813 | 0.0019555 | 0.0019742 | 0.0019498 | 0.0019487 | 0.0019817 | 0.001997 | 0.0020249 | 0.002015 | 0.0020182 | 0.0020319 | 0.0020329 | 0.0020917
[7 empty] | Avoided System Losses | High | Off | 0.0014419 | 0.0014227 | 0.001488 | 0.0014722 | 0.0014733 | 0.001465 | 0.0015315 | 0.0015784 | 0.0016216 | 0.0016892 | 0.0017664 | 0.0018568 | 0.0018661 | 0.0019392 | 0.0019585 | 0.0019355 | 0.0019359 | 0.0019696 | 0.0019857 | 0.0020144 | 0.0020049 | 0.0020063 | 0.002021 | 0.0020232 | 0.0020805
[7 empty] | Avoided RPS Compliance Costs | Low | N/A | 0 | 0 | 0 | 0 | 0 | 0 | 0 | 0 | 0 | 0 | 0 | 0 | 0 | 0 | 0 | 0 | 0 | 0 | 0 | 0 | 0 | 0 | 0 | 0 | 0
[7 empty] | Avoided RPS Compliance Costs | Med | N/A | 0 | 0 | 0 | 0 | 0 | 0 | 0 | 0 | 0 | 0 | 0 | 0 | 0 | 0 | 0 | 0 | 0 | 0 | 0 | 0 | 0 | 0 | 0 | 0 | 0
[7 empty] | Avoided RPS Compliance Costs | High | N/A | 0 | 0 | 0 | 0 | 0 | 0 | 0 | 0 | 0 | 0 | 0 | 0 | 0 | 0 | 0 | 0 | 0 | 0 | 0 | 0 | 0 | 0 | 0 | 0 | 0
[7 empty] | Avoided Environmental Compliance Costs | Low | On | 0 | 0 | 0 | 0 | 0 | 0 | 0 | 0 | 0 | 0 | 0.0025972 | 0.0026507 | 0.0037049 | 0.0041385 | 0.0046352 | 0.0052516 | 0.0056493 | 0.0059147 | 0.0061603 | 0.0069013 | 0.0071486 | 0.007393 | 0.0076403 | 0.0084549 | 0.0088989
[7 empty] | Avoided Environmental Compliance Costs | Med | On | 0 | 0 | 0 | 0 | 0 | 0 | 0 | 0 | 0 | 0 | 0.0025972 | 0.0026507 | 0.0037049 | 0.0041385 | 0.0046352 | 0.0052516 | 0.0056493 | 0.0059147 | 0.0061603 | 0.0069013 | 0.0071486 | 0.007393 | 0.0076403 | 0.0084549 | 0.0088989
[7 empty] | Avoided Environmental Compliance Costs | High | On | 0 | 0 | 0 | 0 | 0 | 0 | 0 | 0 | 0 | 0 | 0.0025972 | 0.0026507 | 0.0037049 | 0.0041385 | 0.0046352 | 0.0052516 | 0.0056493 | 0.0059147 | 0.0061603 | 0.0069013 | 0.0071486 | 0.007393 | 0.0076403 | 0.0084549 | 0.0088989
[7 empty] | Avoided Environmental Compliance Costs | Low | Off | 0 | 0 | 0 | 0 | 0 | 0 | 0 | 0 | 0 | 0 | 0 | 0 | 0 | 0 | 0 | 0 | 0 | 0 | 0 | 0 | 0 | 0 | 0 | 0 | 0
[7 empty] | Avoided Environmental Compliance Costs | Med | Off | 0 | 0 | 0 | 0 | 0 | 0 | 0 | 0 | 0 | 0 | 0 | 0 | 0 | 0 | 0 | 0 | 0 | 0 | 0 | 0 | 0 | 0 | 0 | 0 | 0
[7 empty] | Avoided Environmental Compliance Costs | High | Off | 0 | 0 | 0 | 0 | 0 | 0 | 0 | 0 | 0 | 0 | 0 | 0 | 0 | 0 | 0 | 0 | 0 | 0 | 0 | 0 | 0 | 0 | 0 | 0 | 0
[7 empty] | Market Price Suppression Effects (Fuel Hedging) | Low | N/A | 0 | 0 | 0 | 0 | 0 | 0 | 0 | 0 | 0 | 0 | 0 | 0 | 0 | 0 | 0 | 0 | 0 | 0 | 0 | 0 | 0 | 0 | 0 | 0 | 0
[7 empty] | Market Price Suppression Effects (Fuel Hedging) | Med | N/A | 0 | 0 | 0 | 0 | 0 | 0 | 0 | 0 | 0 | 0 | 0 | 0 | 0 | 0 | 0 | 0 | 0 | 0 | 0 | 0 | 0 | 0 | 0 | 0 | 0
[7 empty] | Market Price Suppression Effects (Fuel Hedging) | High | N/A | 0 | 0 | 0 | 0 | 0 | 0 | 0 | 0 | 0 | 0 | 0 | 0 | 0 | 0 | 0 | 0 | 0 | 0 | 0 | 0 | 0 | 0 | 0 | 0 | 0
[7 empty] | Avoided Risk (e.g., reduced price volatility) | Low | N/A | 0 | 0 | 0 | 0 | 0 | 0 | 0 | 0 | 0 | 0 | 0 | 0 | 0 | 0 | 0 | 0 | 0 | 0 | 0 | 0 | 0 | 0 | 0 | 0 | 0
[7 empty] | Avoided Risk (e.g., reduced price volatility) | Med | N/A | 0 | 0 | 0 | 0 | 0 | 0 | 0 | 0 | 0 | 0 | 0 | 0 | 0 | 0 | 0 | 0 | 0 | 0 | 0 | 0 | 0 | 0 | 0 | 0 | 0
[7 empty] | Avoided Risk (e.g., reduced price volatility) | High | N/A | 0 | 0 | 0 | 0 | 0 | 0 | 0 | 0 | 0 | 0 | 0 | 0 | 0 | 0 | 0 | 0 | 0 | 0 | 0 | 0 | 0 | 0 | 0 | 0 | 0
[7 empty] | Avoided Grid Support Services Costs | Low | N/A | 0 | 0 | 0 | 0 | 0 | 0 | 0 | 0 | 0 | 0 | 0 | 0 | 0 | 0 | 0 | 0 | 0 | 0 | 0 | 0 | 0 | 0 | 0 | 0 | 0
[7 empty] | Avoided Grid Support Services Costs | Med | N/A | 0 | 0 | 0 | 0 | 0 | 0 | 0 | 0 | 0 | 0 | 0 | 0 | 0 | 0 | 0 | 0 | 0 | 0 | 0 | 0 | 0 | 0 | 0 | 0 | 0
[7 empty] | Avoided Grid Support Services Costs | High | N/A | 0 | 0 | 0 | 0 | 0 | 0 | 0 | 0 | 0 | 0 | 0 | 0 | 0 | 0 | 0 | 0 | 0 | 0 | 0 | 0 | 0 | 0 | 0 | 0 | 0
[7 empty] | Avoided Outages Costs | Low | N/A | 0 | 0 | 0 | 0 | 0 | 0 | 0 | 0 | 0 | 0 | 0 | 0 | 0 | 0 | 0 | 0 | 0 | 0 | 0 | 0 | 0 | 0 | 0 | 0 | 0
[7 empty] | Avoided Outages Costs | Med | N/A | 0 | 0 | 0 | 0 | 0 | 0 | 0 | 0 | 0 | 0 | 0 | 0 | 0 | 0 | 0 | 0 | 0 | 0 | 0 | 0 | 0 | 0 | 0 | 0 | 0
[7 empty] | Avoided Outages Costs | High | N/A | 0 | 0 | 0 | 0 | 0 | 0 | 0 | 0 | 0 | 0 | 0 | 0 | 0 | 0 | 0 | 0 | 0 | 0 | 0 | 0 | 0 | 0 | 0 | 0 | 0
[7 empty] | Non-Energy Benefits | Low | N/A | 0 | 0 | 0 | 0 | 0 | 0 | 0 | 0 | 0 | 0 | 0 | 0 | 0 | 0 | 0 | 0 | 0 | 0 | 0 | 0 | 0 | 0 | 0 | 0 | 0
[7 empty] | Non-Energy Benefits | Med | N/A | 0 | 0 | 0 | 0 | 0 | 0 | 0 | 0 | 0 | 0 | 0 | 0 | 0 | 0 | 0 | 0 | 0 | 0 | 0 | 0 | 0 | 0 | 0 | 0 | 0
[7 empty] | Non-Energy Benefits | High | N/A | 0 | 0 | 0 | 0 | 0 | 0 | 0 | 0 | 0 | 0 | 0 | 0 | 0 | 0 | 0 | 0 | 0 | 0 | 0 | 0 | 0 | 0 | 0 | 0 | 0
[7 empty] | Reduced Revenue | Low | N/A | -0.11143 | -0.11086 | -0.11189 | -0.11311 | -0.11633 | -0.11914 | -0.11722 | -0.11738 | -0.11571 | -0.11342 | -0.11201 | -0.11018 | -0.10863 | -0.10906 | -0.10948 | -0.10987 | -0.11005 | -0.11008 | -0.10965 | -0.11061 | -0.111 | -0.1112 | -0.11136 | -0.11219 | -0.11244
[7 empty] | Reduced Revenue | Med | N/A | -0.11144 | -0.11004 | -0.10941 | -0.11082 | -0.11122 | -0.11185 | -0.11129 | -0.11218 | -0.11154 | -0.11102 | -0.11067 | -0.10937 | -0.10859 | -0.10919 | -0.11018 | -0.11108 | -0.11156 | -0.11227 | -0.1125 | -0.11364 | -0.11432 | -0.11495 | -0.11539 | -0.11636 | -0.11707
[7 empty] | Reduced Revenue | High | N/A | -0.11145 | -0.1101 | -0.10947 | -0.11082 | -0.1111 | -0.11162 | -0.11094 | -0.11178 | -0.11116 | -0.11067 | -0.1104 | -0.1091 | -0.10837 | -0.10903 | -0.1101 | -0.11112 | -0.11174 | -0.11261 | -0.113 | -0.11431 | -0.11519 | -0.11602 | -0.11676 | -0.11805 | -0.11909
[7 empty] | Administrative Costs | Low | N/A | -0.0078257 | -0.0070138 | -0.0062828 | -0.0055168 | -0.0050595 | -0.0046481 | -0.0044206 | -0.0044108 | -0.0040989 | -0.0039333 | -0.0033475 | -0.0026682 | -0.0022473 | -0.001991 | -0.001688 | -0.0013264 | -0.0010538 | -0.00074946 | -0.00058298 | -0.00050267 | -0.00041719 | -0.00032194 | -0.00026973 | -0.00024933 | -0.00023338
[7 empty] | Administrative Costs | Med | N/A | -0.01059 | -0.010646 | -0.009007 | -0.0077447 | -0.0062031 | -0.0047857 | -0.0038522 | -0.0032094 | -0.0027041 | -0.002454 | -0.0020361 | -0.0016114 | -0.0013271 | -0.0011535 | -0.00099143 | -0.00083057 | -0.00071475 | -0.00059732 | -0.00054639 | -0.00055241 | -0.00054299 | -0.00055062 | -0.00050909 | -0.00040681 | -0.0003713
[7 empty] | Administrative Costs | High | N/A | -0.012749 | -0.012679 | -0.010216 | -0.0085195 | -0.0065007 | -0.0047825 | -0.0036069 | -0.0027598 | -0.0021407 | -0.0017955 | -0.001404 | -0.0010433 | -0.00080594 | -0.00066067 | -0.00056394 | -0.00051995 | -0.0004961 | -0.00049904 | -0.00052162 | -0.00058291 | -0.00062145 | -0.00069322 | -0.00065727 | -0.00051669 | -0.00049595
[7 empty] | Interconnection Costs | Low | N/A | 0 | 0 | 0 | 0 | 0 | 0 | 0 | 0 | 0 | 0 | 0 | 0 | 0 | 0 | 0 | 0 | 0 | 0 | 0 | 0 | 0 | 0 | 0 | 0 | 0
[7 empty] | Interconnection Costs | Med | N/A | 0 | 0 | 0 | 0 | 0 | 0 | 0 | 0 | 0 | 0 | 0 | 0 | 0 | 0 | 0 | 0 | 0 | 0 | 0 | 0 | 0 | 0 | 0 | 0 | 0
[7 empty] | Interconnection Costs | High | N/A | 0 | 0 | 0 | 0 | 0 | 0 | 0 | 0 | 0 | 0 | 0 | 0 | 0 | 0 | 0 | 0 | 0 | 0 | 0 | 0 | 0 | 0 | 0 | 0 | 0
[7 empty] | Integration Costs | Low | N/A | 0 | 0 | 0 | 0 | 0 | 0 | 0 | 0 | 0 | 0 | 0 | 0 | 0 | 0 | 0 | 0 | 0 | 0 | 0 | 0 | 0 | 0 | 0 | 0 | 0
[7 empty] | Integration Costs | Med | N/A | 0 | 0 | 0 | 0 | 0 | 0 | 0 | 0 | 0 | 0 | 0 | 0 | 0 | 0 | 0 | 0 | 0 | 0 | 0 | 0 | 0 | 0 | 0 | 0 | 0
[7 empty] | Integration Costs | High | N/A | 0 | 0 | 0 | 0 | 0 | 0 | 0 | 0 | 0 | 0 | 0 | 0 | 0 | 0 | 0 | 0 | 0 | 0 | 0 | 0 | 0 | 0 | 0 | 0 | 0
Annual Values (nominal $)
[7 empty] | Value Stream | Scenario | CO2 Price | 2018 | 2019 | 2020 | 2021 | 2022 | 2023 | 2024 | 2025 | 2026 | 2027 | 2028 | 2029 | 2030 | 2031 | 2032 | 2033 | 2034 | 2035 | 2036 | 2037 | 2038 | 2039 | 2040 | 2041 | 2042
[7 empty] | Avoided Energy Costs | Low | On | 396190.5509 | 540344.6414 | 757550.3212 | 968088.066 | 1229078.4378 | 1524243.7501 | 1964760.0064 | 2488171.6083 | 3099477.9243 | 3877890.1037 | 4755654.027 | 5795404.4238 | 6571182.1415 | 7509541.1071 | 8298206.3025 | 8805496.6601 | 9326288.5833 | 9948877.0579 | 10490972.4244 | 11052832.9863 | 11400413.8463 | 11853769.8422 | 12277040.2871 | 12686170.2506 | 13464075.4151
[7 empty] | Avoided Energy Costs | Med | On | 458119 | 761662 | 1229126 | 1760058 | 2370914 | 2962584 | 3736509 | 4483672 | 5255321 | 6166278 | 7142204.2988 | 8373455.9111 | 9182379.5181 | 10160443.2092 | 10947150.6285 | 11414258.5024 | 11948559.6667 | 12691046.9132 | 13378289.2345 | 14130042.9068 | 14644005.7156 | 15355186.404 | 16046206.0787 | 16681134.5961 | 17794475.9285
[7 empty] | Avoided Energy Costs | High | On | 519954.9407 | 982215.7303 | 1697422.1146 | 2543150.301 | 3495324.024 | 4373832.0672 | 5476119.6185 | 6439203.9393 | 7368423.2582 | 8407207.5797 | 9469620.7132 | 10895246.0749 | 11749683.9042 | 12761984.3667 | 13550225.4329 | 13982642.1221 | 14531819.0958 | 15396874.5063 | 16231702.3687 | 17172717.8888 | 17848933.8167 | 18816611.605 | 19770633.1237 | 20629360.9515 | 22072560.5457
[7 empty] | Avoided Energy Costs | Low | Off | 396190 | 540345 | 757552 | 968085 | 1229075 | 1524243 | 1964762 | 2488173 | 3099477 | 3877888 | 4746739 | 5605807 | 6242936 | 7129173 | 7823905 | 8250007 | 8725065 | 9289707 | 9763973 | 10248305 | 10551497 | 10912511 | 11323698 | 11621851 | 12298358
[7 empty] | Avoided Energy Costs | Med | Off | 458118 | 761662 | 1229131 | 1760058 | 2370913 | 2962585 | 3736514 | 4483673 | 5255320 | 6166276 | 7144586 | 8106807 | 8716993 | 9641004 | 10313353 | 10682167 | 11170896 | 11836550 | 12432900 | 13084876 | 13540475 | 14106857 | 14782587 | 15267253 | 16229651
[7 empty] | Avoided Energy Costs | High | Off | 519954 | 982216 | 1697431 | 2543150 | 3495323 | 4373833 | 5476122 | 6439207 | 7368422 | 8407206 | 9496882 | 10562346 | 11149471 | 12107730 | 12759193 | 13075961 | 13579873 | 14346292 | 15065629 | 15883461 | 16489876 | 17255566 | 18191421 | 18864283 | 20105776
[7 empty] | Avoided Capacity Costs | Low | N/A | 34313.8341 | 46958.4724 | 60040.3266 | 88085.3036 | 126139.6106 | 173991.3609 | 231803.2703 | 298807.0518 | 377498.4209 | 468891.5719 | 577312.4968 | 709625.5001 | 860650.7574 | 1033090.8467 | 1208909.8609 | 1364813.6465 | 1513284.9092 | 1662363.8078 | 1803800.291 | 1931068.8076 | 2045222.548 | 2142760.4279 | 2230615.1736 | 2316005.9126 | 2396721.7961
[7 empty] | Avoided Capacity Costs | Med | N/A | 34313.8341 | 46958.4724 | 60040.3266 | 88085.3036 | 145936.667 | 245654.8663 | 377464.6038 | 546391.9516 | 733959.7219 | 920550.8405 | 1108522.3536 | 1292313.5099 | 1474575.0381 | 1660266.3246 | 1837197.2496 | 1989616.6615 | 2129646.6972 | 2266026.9524 | 2395710.8827 | 2518083.5976 | 2634668.5113 | 2745283.8853 | 2854992.3796 | 2970011.8249 | 3088471.487
[7 empty] | Avoided Capacity Costs | High | N/A | 34313.8341 | 46958.4724 | 60040.3266 | 88085.3036 | 165733.7234 | 317318.3718 | 523125.9374 | 793976.8514 | 1090421.0229 | 1372210.1091 | 1639732.2103 | 1875001.5196 | 2088499.3188 | 2287441.8025 | 2465484.6382 | 2614419.6765 | 2746008.4853 | 2869690.097 | 2987621.4744 | 3105098.3876 | 3224114.4746 | 3347807.3427 | 3479369.5856 | 3624017.7371 | 3780221.178
[7 empty] | Avoided Transmission and Distribution Capacity Costs | Low | N/A | 0 | 0 | 0 | 0 | 0 | 0 | 0 | 0 | 0 | 1462793.304 | 0 | 0 | 0 | 0 | 1500000 | 3147342.8461 | 3180289.703 | 1821013.9657 | 1857434.245 | 1894582.9299 | 113674.9758 | 0 | 0 | 422214.778 | 2399386.2669
[7 empty] | Avoided Transmission and Distribution Capacity Costs | Med | N/A | 0 | 0 | 0 | 0 | 0 | 0 | 0 | 0 | 0 | 1462793.304 | 0 | 0 | 0 | 0 | 1500000 | 3147342.8461 | 3180289.703 | 1821013.9657 | 1857434.245 | 1894582.9299 | 1932474.5885 | 1971124.0802 | 0 | 422214.778 | 2399386.2669
[7 empty] | Avoided Transmission and Distribution Capacity Costs | High | N/A | 0 | 0 | 0 | 0 | 0 | 0 | 0 | 0 | 0 | 1462793.304 | 0 | 0 | 0 | 0 | 1500000 | 3147342.8461 | 3180289.703 | 1821013.9657 | 1857434.245 | 1894582.9299 | 1932474.5885 | 1971124.0802 | 2010546.5618 | 422214.778 | 2399386.2669
[7 empty] | Avoided System Losses | Low | On | 32012.1965 | 43659.847 | 61210.066 | 78221.5157 | 99309.5378 | 123158.895 | 158752.6085 | 201044.2659 | 250437.8163 | 313333.5204 | 384256.8454 | 468268.6774 | 530951.517 | 606770.9215 | 670495.0692 | 711484.1301 | 753564.1175 | 803869.2663 | 847670.5719 | 893068.9053 | 921153.4388 | 957784.6032 | 991984.8552 | 1025042.5562 | 1087897.2935
[7 empty] | Avoided System Losses | Med | On | 37016.0152 | 61542.2896 | 99313.3808 | 142212.6864 | 191569.8512 | 239376.7872 | 301909.9272 | 362280.6976 | 424629.9368 | 498235.2624 | 577090.1073 | 676575.2376 | 741936.2651 | 820963.8113 | 884529.7708 | 922272.087 | 965443.6211 | 1025436.5906 | 1080965.7701 | 1141707.4669 | 1183235.6618 | 1240699.0614 | 1296533.4512 | 1347835.6754 | 1437793.655
[7 empty] | Avoided System Losses | High | On | 42012.3592 | 79363.031 | 137151.7069 | 205486.5443 | 282422.1811 | 353405.631 | 442470.4652 | 520287.6783 | 595368.5993 | 679302.3724 | 765145.3536 | 880335.8829 | 949374.4595 | 1031168.3368 | 1094858.215 | 1129797.4835 | 1174170.9829 | 1244067.4601 | 1311521.5514 | 1387555.6054 | 1442193.8524 | 1520382.2177 | 1597467.1564 | 1666852.3649 | 1783462.8921
[7 empty] | Avoided System Losses | Low | Off | 32012.152 | 43659.876 | 61210.2016 | 78221.268 | 99309.26 | 123158.8344 | 158752.7696 | 201044.3784 | 250437.7416 | 313333.3504 | 383536.5112 | 452949.2056 | 504429.2288 | 576037.1784 | 632171.524 | 666600.5656 | 704985.252 | 750608.3256 | 788929.0184 | 828063.044 | 852560.9576 | 881730.8888 | 914954.7984 | 939045.5608 | 993707.3264
[7 empty] | Avoided System Losses | Med | Off | 37015.9344 | 61542.2896 | 99313.7848 | 142212.6864 | 191569.7704 | 239376.868 | 301910.3312 | 362280.7784 | 424629.856 | 498235.1008 | 577282.5488 | 655030.0056 | 704333.0344 | 778993.1232 | 833318.9224 | 863119.0936 | 902608.3968 | 956393.24 | 1004578.32 | 1057257.9808 | 1094070.38 | 1139834.0456 | 1194433.0296 | 1233594.0424 | 1311355.8008
[7 empty] | Avoided System Losses | High | Off | 42012.2832 | 79363.0528 | 137152.4248 | 205486.52 | 282422.0984 | 353405.7064 | 442470.6576 | 520287.9256 | 595368.4976 | 679302.2448 | 767348.0656 | 853437.5568 | 900877.2568 | 978304.584 | 1030942.7944 | 1056537.6488 | 1097253.7384 | 1159180.3936 | 1217302.8232 | 1283383.6488 | 1332381.9808 | 1394249.7328 | 1469866.8168 | 1524234.0664 | 1624546.7008
[7 empty] | Avoided RPS Compliance Costs | Low | N/A | 0 | 0 | 0 | 0 | 0 | 0 | 0 | 0 | 0 | 0 | 0 | 0 | 0 | 0 | 0 | 0 | 0 | 0 | 0 | 0 | 0 | 0 | 0 | 0 | 0
[7 empty] | Avoided RPS Compliance Costs | Med | N/A | 0 | 0 | 0 | 0 | 0 | 0 | 0 | 0 | 0 | 0 | 0 | 0 | 0 | 0 | 0 | 0 | 0 | 0 | 0 | 0 | 0 | 0 | 0 | 0 | 0
[7 empty] | Avoided RPS Compliance Costs | High | N/A | 0 | 0 | 0 | 0 | 0 | 0 | 0 | 0 | 0 | 0 | 0 | 0 | 0 | 0 | 0 | 0 | 0 | 0 | 0 | 0 | 0 | 0 | 0 | 0 | 0
[7 empty] | Avoided Environmental Compliance Costs | Low | On | 0 | 0 | 0 | 0 | 0 | 0 | 0 | 0 | 0 | 0 | 553203.2324 | 635994.0528 | 985629.1707 | 1209460.7711 | 1473151.119 | 1782844.5649 | 2031202.1396 | 2228040.6561 | 2421116.7699 | 2809912.3012 | 3012040.3407 | 3212998.7842 | 3425840.267 | 3891384.9219 | 4209102.8077
[7 empty] | Avoided Environmental Compliance Costs | Med | On | 0 | 0 | 0 | 0 | 0 | 0 | 0 | 0 | 0 | 0 | 840710.7012 | 927148.0889 | 1387076.4819 | 1648658.7908 | 1956560.3715 | 2324801.4976 | 2616607.3333 | 2854544.0868 | 3098817.7655 | 3603390.0932 | 3881385.2844 | 4175295.596 | 4491317.9213 | 5130582.4039 | 5578898.0715
[7 empty] | Avoided Environmental Compliance Costs | High | On | 0 | 0 | 0 | 0 | 0 | 0 | 0 | 0 | 0 | 0 | 1128218.1701 | 1218302.125 | 1788523.7932 | 2087856.8104 | 2439969.6241 | 2866758.4303 | 3202012.527 | 3481047.5175 | 3776518.7612 | 4396867.8853 | 4750730.2281 | 5137592.4077 | 5556795.5757 | 6369779.8858 | 6948693.3352
[7 empty] | Avoided Environmental Compliance Costs | Low | Off | 0 | 0 | 0 | 0 | 0 | 0 | 0 | 0 | 0 | 0 | 0 | 0 | 0 | 0 | 0 | 0 | 0 | 0 | 0 | 0 | 0 | 0 | 0 | 0 | 0
[7 empty] | Avoided Environmental Compliance Costs | Med | Off | 0 | 0 | 0 | 0 | 0 | 0 | 0 | 0 | 0 | 0 | 0 | 0 | 0 | 0 | 0 | 0 | 0 | 0 | 0 | 0 | 0 | 0 | 0 | 0 | 0
[7 empty] | Avoided Environmental Compliance Costs | High | Off | 0 | 0 | 0 | 0 | 0 | 0 | 0 | 0 | 0 | 0 | 0 | 0 | 0 | 0 | 0 | 0 | 0 | 0 | 0 | 0 | 0 | 0 | 0 | 0 | 0
[7 empty] | Market Price Suppression Effects (Fuel Hedging) | Low | N/A | 0 | 0 | 0 | 0 | 0 | 0 | 0 | 0 | 0 | 0 | 0 | 0 | 0 | 0 | 0 | 0 | 0 | 0 | 0 | 0 | 0 | 0 | 0 | 0 | 0
[7 empty] | Market Price Suppression Effects (Fuel Hedging) | Med | N/A | 0 | 0 | 0 | 0 | 0 | 0 | 0 | 0 | 0 | 0 | 0 | 0 | 0 | 0 | 0 | 0 | 0 | 0 | 0 | 0 | 0 | 0 | 0 | 0 | 0
[7 empty] | Market Price Suppression Effects (Fuel Hedging) | High | N/A | 0 | 0 | 0 | 0 | 0 | 0 | 0 | 0 | 0 | 0 | 0 | 0 | 0 | 0 | 0 | 0 | 0 | 0 | 0 | 0 | 0 | 0 | 0 | 0 | 0
[7 empty] | Avoided Risk (e.g., reduced price volatility) | Low | N/A | 0 | 0 | 0 | 0 | 0 | 0 | 0 | 0 | 0 | 0 | 0 | 0 | 0 | 0 | 0 | 0 | 0 | 0 | 0 | 0 | 0 | 0 | 0 | 0 | 0
[7 empty] | Avoided Risk (e.g., reduced price volatility) | Med | N/A | 0 | 0 | 0 | 0 | 0 | 0 | 0 | 0 | 0 | 0 | 0 | 0 | 0 | 0 | 0 | 0 | 0 | 0 | 0 | 0 | 0 | 0 | 0 | 0 | 0
[7 empty] | Avoided Risk (e.g., reduced price volatility) | High | N/A | 0 | 0 | 0 | 0 | 0 | 0 | 0 | 0 | 0 | 0 | 0 | 0 | 0 | 0 | 0 | 0 | 0 | 0 | 0 | 0 | 0 | 0 | 0 | 0 | 0
[7 empty] | Avoided Grid Support Services Costs | Low | N/A | 0 | 0 | 0 | 0 | 0 | 0 | 0 | 0 | 0 | 0 | 0 | 0 | 0 | 0 | 0 | 0 | 0 | 0 | 0 | 0 | 0 | 0 | 0 | 0 | 0
[7 empty] | Avoided Grid Support Services Costs | Med | N/A | 0 | 0 | 0 | 0 | 0 | 0 | 0 | 0 | 0 | 0 | 0 | 0 | 0 | 0 | 0 | 0 | 0 | 0 | 0 | 0 | 0 | 0 | 0 | 0 | 0
[7 empty] | Avoided Grid Support Services Costs | High | N/A | 0 | 0 | 0 | 0 | 0 | 0 | 0 | 0 | 0 | 0 | 0 | 0 | 0 | 0 | 0 | 0 | 0 | 0 | 0 | 0 | 0 | 0 | 0 | 0 | 0
[7 empty] | Avoided Outages Costs | Low | N/A | 0 | 0 | 0 | 0 | 0 | 0 | 0 | 0 | 0 | 0 | 0 | 0 | 0 | 0 | 0 | 0 | 0 | 0 | 0 | 0 | 0 | 0 | 0 | 0 | 0
[7 empty] | Avoided Outages Costs | Med | N/A | 0 | 0 | 0 | 0 | 0 | 0 | 0 | 0 | 0 | 0 | 0 | 0 | 0 | 0 | 0 | 0 | 0 | 0 | 0 | 0 | 0 | 0 | 0 | 0 | 0
[7 empty] | Avoided Outages Costs | High | N/A | 0 | 0 | 0 | 0 | 0 | 0 | 0 | 0 | 0 | 0 | 0 | 0 | 0 | 0 | 0 | 0 | 0 | 0 | 0 | 0 | 0 | 0 | 0 | 0 | 0
[7 empty] | Non-Energy Benefits | Low | N/A | 0 | 0 | 0 | 0 | 0 | 0 | 0 | 0 | 0 | 0 | 0 | 0 | 0 | 0 | 0 | 0 | 0 | 0 | 0 | 0 | 0 | 0 | 0 | 0 | 0
[7 empty] | Non-Energy Benefits | Med | N/A | 0 | 0 | 0 | 0 | 0 | 0 | 0 | 0 | 0 | 0 | 0 | 0 | 0 | 0 | 0 | 0 | 0 | 0 | 0 | 0 | 0 | 0 | 0 | 0 | 0
[7 empty] | Non-Energy Benefits | High | N/A | 0 | 0 | 0 | 0 | 0 | 0 | 0 | 0 | 0 | 0 | 0 | 0 | 0 | 0 | 0 | 0 | 0 | 0 | 0 | 0 | 0 | 0 | 0 | 0 | 0
[7 empty] | Reduced Revenue | Low | N/A | -2471088.2417 | -3390860.2205 | -4569768.8439 | -5941463.9485 | -7720151.9824 | -9820991.3854 | -11923685.5915 | -14643382.9291 | -17507185.5706 | -20599392.1446 | -23858878.7358 | -26435714.3425 | -28898498.0972 | -31873579.6427 | -34794288.736 | -37297762.9296 | -39569526.6141 | -41465384.9574 | -43096599.2875 | -45036163.5964 | -46767241.9746 | -48328553.9244 | -49933477.2048 | -51635166.2093 | -53183285.7458
[7 empty] | Reduced Revenue | Med | N/A | -2859102.8885 | -4752274.3818 | -7276319.716 | -10645081.2767 | -14351361.6847 | -18100522.1084 | -21735908.5874 | -25486999.2409 | -28915373.433 | -32403802.3278 | -35823512.0216 | -38253894.0974 | -40654505.9347 | -43497181.3455 | -46508276.4614 | -49174192.7936 | -51671954.8176 | -54186442.7396 | -56592511.4417 | -59335695.6457 | -62071160.5129 | -64919992.35 | -67831499.6524 | -70609103.8651 | -73391380.6877
[7 empty] | Reduced Revenue | High | N/A | -3247168.6039 | -6142175.1911 | -10090266.6114 | -15467785.499 | -21297286.5793 | -26926917.3059 | -32052606.8925 | -36846988.3314 | -40812355.3663 | -44503582.3396 | -47956560.9891 | -50146427.8756 | -52313668.6037 | -55004482.4432 | -57957346.8327 | -60659473.0047 | -63331804.8442 | -66276939.492 | -69273069.0009 | -72829639.5657 | -76553091.2357 | -80625555.1603 | -84916816.5099 | -88937848.9667 | -92994367.676
[7 empty] | Administrative Costs | Low | N/A | -173537.4596 | -214537.0957 | -256604.053 | -289799.4783 | -335773.0562 | -383149.3871 | -449664.0923 | -550263.9099 | -620179.9748 | -714350.4133 | -713017.264 | -640205.9595 | -597851.8326 | -581855.4393 | -536486.9599 | -450292.031 | -378900.5054 | -282321.7003 | -229125.1912 | -204665.4649 | -175782.3277 | -139917.055 | -120943.059 | -114753.3379 | -110388.1658
[7 empty] | Administrative Costs | Med | N/A | -271693.4369 | -459749.0312 | -599030.3222 | -743925.4932 | -800389.7285 | -774487.9144 | -752401.2609 | -729136.1436 | -700995.3296 | -716266.2229 | -659096.9135 | -563635.79 | -496871.5581 | -459523.8039 | -418491.6685 | -367678.3176 | -331054.7264 | -288280.5443 | -274850.7818 | -288431.6187 | -294821.2274 | -310971.4075 | -299267.5561 | -246855.183 | -232776.1772
[7 empty] | Administrative Costs | High | N/A | -371461.5313 | -707275.7776 | -941651.329 | -1189169.0758 | -1246159.1564 | -1153703.4862 | -1042074.1167 | -909704.5523 | -785986.8371 | -722026.1955 | -609885.5297 | -479537.3492 | -389069.1755 | -333302.2604 | -296860.3964 | -283826.6848 | -281189.9618 | -293706.2222 | -319773.8574 | -371373.2527 | -412990.7768 | -481740.5411 | -478034.5321 | -389266.1349 | -387259.6053
[7 empty] | Interconnection Costs | Low | N/A | 0 | 0 | 0 | 0 | 0 | 0 | 0 | 0 | 0 | 0 | 0 | 0 | 0 | 0 | 0 | 0 | 0 | 0 | 0 | 0 | 0 | 0 | 0 | 0 | 0
[7 empty] | Interconnection Costs | Med | N/A | 0 | 0 | 0 | 0 | 0 | 0 | 0 | 0 | 0 | 0 | 0 | 0 | 0 | 0 | 0 | 0 | 0 | 0 | 0 | 0 | 0 | 0 | 0 | 0 | 0
[7 empty] | Interconnection Costs | High | N/A | 0 | 0 | 0 | 0 | 0 | 0 | 0 | 0 | 0 | 0 | 0 | 0 | 0 | 0 | 0 | 0 | 0 | 0 | 0 | 0 | 0 | 0 | 0 | 0 | 0
[7 empty] | Integration Costs | Low | N/A | 0 | 0 | 0 | 0 | 0 | 0 | 0 | 0 | 0 | 0 | 0 | 0 | 0 | 0 | 0 | 0 | 0 | 0 | 0 | 0 | 0 | 0 | 0 | 0 | 0
[7 empty] | Integration Costs | Med | N/A | 0 | 0 | 0 | 0 | 0 | 0 | 0 | 0 | 0 | 0 | 0 | 0 | 0 | 0 | 0 | 0 | 0 | 0 | 0 | 0 | 0 | 0 | 0 | 0 | 0
[7 empty] | Integration Costs | High | N/A | 0 | 0 | 0 | 0 | 0 | 0 | 0 | 0 | 0 | 0 | 0 | 0 | 0 | 0 | 0 | 0 | 0 | 0 | 0 | 0 | 0 | 0 | 0 | 0 | 0
Solar Energy Produced, kWh at meter
[7 empty] | Scenario |  |  | 2018 | 2019 | 2020 | 2021 | 2022 | 2023 | 2024 | 2025 | 2026 | 2027 | 2028 | 2029 | 2030 | 2031 | 2032 | 2033 | 2034 | 2035 | 2036 | 2037 | 2038 | 2039 | 2040 | 2041 | 2042
[7 empty] | Low |  |  | 22175419.6425 | 29988025.6933 | 39256435.4345 | 49500625.6708 | 61310493.7055 | 74660677.8876 | 90323669.9376 | 108604637.9187 | 129135587.3664 | 151969812.9211 | 174736587.3288 | 192970902.4699 | 209767885.8237 | 225914550.3628 | 240867217.1424 | 252240915.1558 | 261913681.374 | 269024020.2364 | 275177681.6774 | 279483878.4169 | 283553198.9652 | 286740337.1191 | 290037535.7462 | 291870010.7079 | 294068281.5348
[7 empty] | Med |  |  | 25655754.0951 | 42339484.0192 | 63924528.8945 | 90515746.8745 | 119204294.4222 | 146577490.1921 | 173434331.8866 | 197782127.0425 | 221251317.1216 | 244228630.5816 | 265549639.3962 | 281311755.4411 | 295206462.7839 | 307952120.7478 | 319906929.9796 | 328918218.032 | 337398846.7322 | 344670966.4262 | 352203371.3016 | 358406003.7278 | 365393251.5229 | 372619396.1322 | 380242708.5465 | 384814962.0775 | 389768804.3439
[7 empty] | High |  |  | 29136088.5476 | 54690942.3452 | 88592622.3545 | 131530868.0782 | 177098095.1389 | 218494302.4965 | 256544993.8355 | 286959616.1663 | 313367046.8768 | 336487448.242 | 356362691.4635 | 369652608.4123 | 380645039.7441 | 389989691.1329 | 398946642.8168 | 405595520.9082 | 412884012.0903 | 420317912.6161 | 429229060.9257 | 437328129.0387 | 447233304.0806 | 458498455.1452 | 470447881.3467 | 477759913.4471 | 485469327.1531
NorthWestern Energy NEM Value, Annual $/kWh Real 2018, High Adoption Forecast, Carbon Scenario On

## General Inputs
Financial Parameters
Parameter | Value | Units | Source
Inflation Rate | 2% | % | 20-year average inflation escalation for Gross Domestic Product provided by the U.S. Bureau of Economic Analysis; number is currently around 1.9%, which we've rounded to 2.0%
Nominal Discount Rate | 7.03% | % | NorthWestern's nominal Weighted Average Cost of Capital (WACC)
Levelized Annual Fixed Carrying Charge Rate | 15% | % | Assumed by Navigant
System Parameters
Parameter | Value | Units | Source
Distribution Losses | 4.05% | % | Montana Distribution Load Losses.xlsx
Transmission Losses | 4.03% | % | 1998 transmission loss study
Margin Factor for T&D Analysis | 10% | % | Navigant assumption
T&D Deficit Advance Notice Time | 3 | Years | Navigant assumption
Winter System Peak Time | 18 | hour of day | NEW 2015 Plan - loads and VER resource slides
Summer System Peak Time | 15 | hour of day | NEW 2015 Plan - loads and VER resource slides
Cost of Very Small Substation | 500000 | $ | Navigant assumption for < 1MW substation
Cost of Small Substation | 1750000 | $ | Navigant assumption for 1-5 MW substation
Cost of Med Substation | 8000000 | $ | Navigant assumption for 5-20 MW substation
Cost of High Substation | 20000000 | $ | Navigant assumption for > 20 MW substation
Solar System Parameters
Parameter | Value | Units | Source
Annual Capacity Equivalence | 6.1% | % | Approved by MPSC in the last small QF docket
Summer Capacity Equivalence | 52.14% | % | SPP Renewable Net Capability Tool
Winter Capacity Equivalence | 0% | % | SPP Renewable Net Capability Tool
Degradation Factor | 0.5% | % | NREL study
Years Until Degradation Stops | 100 | years | Assume that degradation does not stop
Years Until Capacity Drops Off | 100 | years | Assume that capacity does not drop off
GS1PD Avg System Size | 50 | kW-nameplate | Based on NREL assumptions
GS1PND Avg System Size | 5 | kW-nameplate | Based on NREL assumptions
GS1SD Avg System Size | 20 | kW-nameplate | Based on NREL assumptions
GS1SND Avg System Size | 5 | kW-nameplate | Based on NREL assumptions
Residential Avg System Size | 5 | kW-nameplate | Based on NREL assumptions
Valuation Parameters
Parameter | Value | Units | Source
NEM Application Fee | 193.7 | $/system | Net Meter Application Fee.xlsx
Customer Parameters
Customer Class | Count | Units | Source
GS1PD Customers | 121 | customers | Elec Customer Count Dec 2016; Non-Choice
GS1PND Customers | 43 | customers | Elec Customer Count Dec 2016; Non-Choice
GS1SD Customers | 20211 | customers | Elec Customer Count Dec 2016; Non-Choice
GS1SND Customers | 44988 | customers | Elec Customer Count Dec 2016; Non-Choice
Residential Customers | 293317 | customers | Elec Customer Count Dec 2016; All residential customers
GS1PD Peak Load | 696.3907 | kW/customer | GS-1 by Class with Peak Demand.xlsx
GS1PND Peak Load | 2.5412 | kW/customer | Calculated
GS1SD Peak Load | 42.1923 | kW/customer | GS-1 by Class with Peak Demand.xlsx
GS1SND Peak Load | 1.1748 | kW/customer | Calculated
Residential Peak Load | 1.7668 | kW/customer | Calculated
GS1PD Customer Consumption | 2687093.632 | kWh/customer | GS-1 by Class with Peak Demand.xlsx
GS1PND Customer Consumption | 13348.3256 | kWh/customer | GS-1 by Class with Peak Demand.xlsx
GS1SD Customer Consumption | 119549.5004 | kWh/customer | GS-1 by Class with Peak Demand.xlsx
GS1SND Customer Consumption | 6171.0268 | kWh/customer | GS-1 by Class with Peak Demand.xlsx
Residential Customer Consumption | 8953.8326 | kWh/customer | Calculated
GS1PD Customer Reduced Load | 67749.0755 | kWh/customer | Calculated
GS1PND Customer Reduced Load | 5493.0427 | kWh/customer | Calculated
GS1SD Customer Reduced Load | 27099.6302 | kWh/customer | Calculated
GS1SND Customer Reduced Load | 3121.7518 | kWh/customer | Calculated
Residential Customer Reduced Load | 3659.0056 | kWh/customer | Calculated

## Annual Inputs
Parameter ↓, Year → | 2014 | 2015 | 2016 | 2017 | 2018 | 2019 | 2020 | 2021 | 2022 | 2023 | 2024 | 2025 | 2026 | 2027 | 2028 | 2029 | 2030 | 2031 | 2032 | 2033 | 2034 | 2035 | 2036 | 2037 | 2038 | 2039 | 2040 | 2041 | 2042 | 2043 | 2044 | 2045 | 2046 | 2047 | 2048 | 2049 | 2050 | Source
Avoided Capacity Cost (nom $/kW-yr) | 95.7593 | 103.6529 | 109.9973 | 114.4412 | 116.73 | 119.0646 | 121.4459 | 123.8748 | 126.3523 | 128.8794 | 131.4569 | 134.0861 | 136.7678 | 139.5032 | 142.2932 | 145.1391 | 148.0419 | 151.0027 | 154.0228 | 157.1032 | 160.2453 | 163.4502 | 166.7192 | 170.0536 | 173.4546 | 176.9237 | 180.4622 | 184.0715 | 187.7529 | 191.5079 | 195.3381 | 199.2449 | 203.2298 | 207.2944 | 211.4402 | 215.669 | 219.9824 | From: FINAL Exhibit__(JBB-3) D2016 5 39 FOR REBUTTAL - using AERO jbb.xlsx, "Rate Matrix" tab, data in column M, choose 25 year PV lifetime, inflate going forward.
Price of Carbon (nom $/ton) | 0 | 0 | 0 | 0 | 0 | 0 | 0 | 0 | 0 | 0 | 0 | 0 | 0 | 0 | 5.71 | 7.11 | 9.9 | 11.44 | 13.04 | 14.7 | 16.42 | 17.48 | 18.57 | 21.22 | 22.42 | 23.65 | 24.93 | 28.14 | 30.21 | 32.34 | 34.55 | 36.84 | 39.2 | 41.65 | 44.17 | 46.78 | 49.48 | Navigant analysis. See final report.
Portfolio Carbon Emissions Intensity (lbs/MWh) | 1068.9044 | 1068.9044 | 1068.9044 | 1082.8798 | 1113.9235 | 1093.7827 | 1102.645 | 1112.4602 | 1049.1133 | 1053.6362 | 1031.8441 | 948.6914 | 950.9598 | 1028.7139 | 1019.3064 | 852.1806 | 872.528 | 860.3231 | 862.2477 | 883.9356 | 868.284 | 871.025 | 871.025 | 871.025 | 871.025 | 871.025 | 871.025 | 871.025 | 871.025 | 871.025 | 871.025 | 871.025 | 871.025 | 871.025 | 871.025 | 871.025 | 871.025 | From: Estimated Carbon Emissions 2015 RPP Final.xlsx, Results tab, Preferred Plan; values extended beyond 2036 using the 2035 value.
Avoided Total Energy Benefit, nominal $
Scenario ↓ | CO2 Price ↓ | 2018 | 2019 | 2020 | 2021 | 2022 | 2023 | 2024 | 2025 | 2026 | 2027 | 2028 | 2029 | 2030 | 2031 | 2032 | 2033 | 2034 | 2035 | 2036 | 2037 | 2038 | 2039 | 2040 | 2041 | 2042 | Source
Low | On | 396190.5509 | 540344.6414 | 757550.3212 | 968088.066 | 1229078.4378 | 1524243.7501 | 1964760.0064 | 2488171.6083 | 3099477.9243 | 3877890.1037 | 5308857.2594 | 6431398.4766 | 7556811.3121 | 8719001.8782 | 9771357.4215 | 10588341.2249 | 11357490.7229 | 12176917.714 | 12912089.1943 | 13862745.2876 | 14412454.187 | 15066768.6264 | 15702880.5541 | 16577555.1725 | 17673178.2229 | 2018 NEM NAV Carbon Low AR finrev Avoided Energy Cost Rate Calc 2-15-18
Med | On | 458119 | 761662 | 1229126 | 1760058 | 2370914 | 2962584 | 3736509 | 4483672 | 5255321 | 6166278 | 7982915 | 9300604 | 10569456 | 11809102 | 12903711 | 13739060 | 14565167 | 15545591 | 16477107 | 17733433 | 18525391 | 19530482 | 20537524 | 21811717 | 23373374 | 2018 NEM NAV Carbon Medium AR finrev Avoided Energy Cost Rate Calc 2-15-18
High | On | 519954.9407 | 982215.7303 | 1697422.1146 | 2543150.301 | 3495324.024 | 4373832.0672 | 5476119.6185 | 6439203.9393 | 7368423.2582 | 8407207.5797 | 10597838.8833 | 12113548.2 | 13538207.6974 | 14849841.1772 | 15990195.057 | 16849400.5524 | 17733831.6228 | 18877922.0238 | 20008221.1299 | 21569585.7741 | 22599664.0448 | 23954204.0127 | 25327428.6994 | 26999140.8373 | 29021253.8809 | 2018 NEM NAV Carbon High AR finrev Avoided Energy Cost Rate Calc 2-15-18
Low | Off | 396190 | 540345 | 757552 | 968085 | 1229075 | 1524243 | 1964762 | 2488173 | 3099477 | 3877888 | 4746739 | 5605807 | 6242936 | 7129173 | 7823905 | 8250007 | 8725065 | 9289707 | 9763973 | 10248305 | 10551497 | 10912511 | 11323698 | 11621851 | 12298358 | 2018 NEM No Carbon Low AR finrev Avoided Energy Cost Rate Calc 2-15-18
Med | Off | 458118 | 761662 | 1229131 | 1760058 | 2370913 | 2962585 | 3736514 | 4483673 | 5255320 | 6166276 | 7144586 | 8106807 | 8716993 | 9641004 | 10313353 | 10682167 | 11170896 | 11836550 | 12432900 | 13084876 | 13540475 | 14106857 | 14782587 | 15267253 | 16229651 | 2018 NEM No Carbon Medium AR finrev Avoided Energy Cost Rate Calc 2-15-18
High | Off | 519954 | 982216 | 1697431 | 2543150 | 3495323 | 4373833 | 5476122 | 6439207 | 7368422 | 8407206 | 9496882 | 10562346 | 11149471 | 12107730 | 12759193 | 13075961 | 13579873 | 14346292 | 15065629 | 15883461 | 16489876 | 17255566 | 18191421 | 18864283 | 20105776 | 2018 NEM No Carbon High AR finrev Avoided Energy Cost Rate Calc 2-15-18

## PV Production
PV Production Shape (kW produced per kW nameplate) |  |  |  |  | Data Source: NREL Adoption Study, see "pv_cf_northwestern_no_deg.csv", |  |  | Total PV Production by Scenario (Annual MWh at Meter)
Date | Month_Year | Day_Week (1=Monday) | Day Type (weekday = 1, weekend = 2) | Hour_Day | Hour_Year | Northwestern |  | Scenario ↓ | 2018 | 2019 | 2020 | 2021 | 2022 | 2023 | 2024 | 2025 | 2026 | 2027 | 2028 | 2029 | 2030 | 2031 | 2032 | 2033 | 2034 | 2035 | 2036 | 2037 | 2038 | 2039 | 2040 | 2041 | 2042
2018-01-01 | 1 | 1 | 1 | 0 | 1 | 0 |  | Low | 22175.4196 | 29988.0257 | 39256.4354 | 49500.6257 | 61310.4937 | 74660.6779 | 90323.6699 | 108604.6379 | 129135.5874 | 151969.8129 | 174736.5873 | 192970.9025 | 209767.8858 | 225914.5504 | 240867.2171 | 252240.9152 | 261913.6814 | 269024.0202 | 275177.6817 | 279483.8784 | 283553.199 | 286740.3371 | 290037.5357 | 291870.0107 | 294068.2815
2018-01-01 01:00 | 1 | 1 | 1 | 1 | 2 | 0 |  | Med | 25655.7541 | 42339.484 | 63924.5289 | 90515.7469 | 119204.2944 | 146577.4902 | 173434.3319 | 197782.127 | 221251.3171 | 244228.6306 | 265549.6394 | 281311.7554 | 295206.4628 | 307952.1207 | 319906.93 | 328918.218 | 337398.8467 | 344670.9664 | 352203.3713 | 358406.0037 | 365393.2515 | 372619.3961 | 380242.7085 | 384814.9621 | 389768.8043
2018-01-01 02:00 | 1 | 1 | 1 | 2 | 3 | 0 |  | High | 29136.0885 | 54690.9423 | 88592.6224 | 131530.8681 | 177098.0951 | 218494.3025 | 256544.9938 | 286959.6162 | 313367.0469 | 336487.4482 | 356362.6915 | 369652.6084 | 380645.0397 | 389989.6911 | 398946.6428 | 405595.5209 | 412884.0121 | 420317.9126 | 429229.0609 | 437328.129 | 447233.3041 | 458498.4551 | 470447.8813 | 477759.9134 | 485469.3272
2018-01-01 03:00 | 1 | 1 | 1 | 3 | 4 | 0 | 1.0022 | Leap Year Energy Adder | 0 | 0 | 1 | 0 | 0 | 0 | 1 | 0 | 0 | 0 | 1 | 0 | 0 | 0 | 1 | 0 | 0 | 0 | 1 | 0 | 0 | 0 | 1 | 0 | 0
2018-01-01 04:00 | 1 | 1 | 1 | 4 | 5 | 0
2018-01-01 05:00 | 1 | 1 | 1 | 5 | 6 | 0 |  | Average Profiles by Month
2018-01-01 06:00 | 1 | 1 | 1 | 6 | 7 | 0 |  | Hour_Day → Month_Year ↓ | 0 | 1 | 2 | 3 | 4 | 5 | 6 | 7 | 8 | 9 | 10 | 11 | 12 | 13 | 14 | 15 | 16 | 17 | 18 | 19 | 20 | 21 | 22 | 23
2018-01-01 07:00 | 1 | 1 | 1 | 7 | 8 | 0.00016576 | Jan | 1 | 0 | 0 | 0 | 0 | 0 | 0 | 0 | 0.00049358 | 0.072608 | 0.18871 | 0.2623 | 0.28135 | 0.29351 | 0.2782 | 0.24439 | 0.19746 | 0.070116 | 0.0017996 | 0 | 0 | 0 | 0 | 0 | 0
2018-01-01 08:00 | 1 | 1 | 1 | 8 | 9 | 0.060884 | Feb | 2 | 0 | 0 | 0 | 0 | 0 | 0 | 0 | 0.016598 | 0.13563 | 0.26236 | 0.35254 | 0.39497 | 0.4094 | 0.3725 | 0.32701 | 0.26903 | 0.17619 | 0.03285 | 5.0925e-05 | 0 | 0 | 0 | 0 | 0
2018-01-01 09:00 | 1 | 1 | 1 | 9 | 10 | 0.17839 | Mar | 3 | 0 | 0 | 0 | 0 | 0 | 2.1686e-07 | 0.0050144 | 0.082411 | 0.22008 | 0.35874 | 0.45753 | 0.49667 | 0.50571 | 0.46431 | 0.40801 | 0.32641 | 0.22948 | 0.10991 | 0.0069767 | 0 | 0 | 0 | 0 | 0
2018-01-01 10:00 | 1 | 1 | 1 | 10 | 11 | 0.23213 | Apr | 4 | 0 | 0 | 0 | 0 | 0 | 0.0038246 | 0.050659 | 0.16811 | 0.31634 | 0.44725 | 0.53341 | 0.55988 | 0.57046 | 0.53603 | 0.47404 | 0.37851 | 0.27554 | 0.15018 | 0.041583 | 0.0014556 | 0 | 0 | 0 | 0
2018-01-01 11:00 | 1 | 1 | 1 | 11 | 12 | 0.24519 | May | 5 | 0 | 0 | 0 | 0 | 0.0016269 | 0.031177 | 0.098983 | 0.23014 | 0.37293 | 0.48673 | 0.55947 | 0.57918 | 0.57405 | 0.5438 | 0.48249 | 0.39447 | 0.29567 | 0.17669 | 0.07646 | 0.015609 | 4.5997e-05 | 0 | 0 | 0
2018-01-01 12:00 | 1 | 1 | 1 | 12 | 13 | 0.2531 | Jun | 6 | 0 | 0 | 0 | 0 | 0.0046551 | 0.045276 | 0.11179 | 0.23817 | 0.37773 | 0.48783 | 0.56081 | 0.59764 | 0.59369 | 0.56238 | 0.49656 | 0.41117 | 0.3173 | 0.19991 | 0.09536 | 0.033726 | 0.0014731 | 0 | 0 | 0
2018-01-01 13:00 | 1 | 1 | 1 | 13 | 14 | 0.2415 | Jul | 7 | 0 | 0 | 0 | 0 | 0.001855 | 0.037808 | 0.10324 | 0.23827 | 0.39098 | 0.52111 | 0.61149 | 0.65289 | 0.6514 | 0.61619 | 0.54314 | 0.44989 | 0.33941 | 0.21035 | 0.095703 | 0.028156 | 0.00088605 | 0 | 0 | 0
2018-01-01 14:00 | 1 | 1 | 1 | 14 | 15 | 0.20963 | Aug | 8 | 0 | 0 | 0 | 0 | 2.1686e-07 | 0.0070548 | 0.067484 | 0.19775 | 0.35214 | 0.48523 | 0.58289 | 0.61968 | 0.62011 | 0.58687 | 0.51535 | 0.41734 | 0.30191 | 0.16765 | 0.054305 | 0.0051634 | 0 | 0 | 0 | 0
2018-01-01 15:00 | 1 | 1 | 1 | 15 | 16 | 0.17215 | Sep | 9 | 0 | 0 | 0 | 0 | 0 | 0.0002024 | 0.024914 | 0.14319 | 0.29347 | 0.42725 | 0.51664 | 0.56122 | 0.56877 | 0.52984 | 0.4605 | 0.35693 | 0.22476 | 0.085742 | 0.0071172 | 0 | 0 | 0 | 0 | 0
2018-01-01 16:00 | 1 | 1 | 1 | 16 | 17 | 0.031266 | Oct | 10 | 0 | 0 | 0 | 0 | 0 | 0 | 0.0032391 | 0.081075 | 0.21794 | 0.3428 | 0.42587 | 0.46397 | 0.4674 | 0.41517 | 0.35513 | 0.24632 | 0.10858 | 0.012064 | 0 | 0 | 0 | 0 | 0 | 0
2018-01-01 17:00 | 1 | 1 | 1 | 17 | 18 | 0 | Nov | 11 | 0 | 0 | 0 | 0 | 0 | 0 | 1.105e-05 | 0.020555 | 0.13865 | 0.25068 | 0.31314 | 0.33772 | 0.32526 | 0.2814 | 0.23085 | 0.14657 | 0.029982 | 1.1883e-05 | 0 | 0 | 0 | 0 | 0 | 0
2018-01-01 18:00 | 1 | 1 | 1 | 18 | 19 | 0 | Dec | 12 | 0 | 0 | 0 | 0 | 0 | 0 | 0 | 0.0006861 | 0.08035 | 0.19608 | 0.26015 | 0.2762 | 0.27374 | 0.25197 | 0.21403 | 0.15202 | 0.021186 | 0 | 0 | 0 | 0 | 0 | 0 | 0
2018-01-01 19:00 | 1 | 1 | 1 | 19 | 20 | 0
2018-01-01 20:00 | 1 | 1 | 1 | 20 | 21 | 0
2018-01-01 21:00 | 1 | 1 | 1 | 21 | 22 | 0
2018-01-01 22:00 | 1 | 1 | 1 | 22 | 23 | 0
2018-01-01 23:00 | 1 | 1 | 1 | 23 | 24 | 0
2018-01-02 | 1 | 2 | 1 | 0 | 25 | 0
2018-01-02 01:00 | 1 | 2 | 1 | 1 | 26 | 0
2018-01-02 02:00 | 1 | 2 | 1 | 2 | 27 | 0
2018-01-02 03:00 | 1 | 2 | 1 | 3 | 28 | 0
2018-01-02 04:00 | 1 | 2 | 1 | 4 | 29 | 0
2018-01-02 05:00 | 1 | 2 | 1 | 5 | 30 | 0
2018-01-02 06:00 | 1 | 2 | 1 | 6 | 31 | 0
2018-01-02 07:00 | 1 | 2 | 1 | 7 | 32 | 0.00016576
2018-01-02 08:00 | 1 | 2 | 1 | 8 | 33 | 0.058081
2018-01-02 09:00 | 1 | 2 | 1 | 9 | 34 | 0.17011
2018-01-02 10:00 | 1 | 2 | 1 | 10 | 35 | 0.23738
2018-01-02 11:00 | 1 | 2 | 1 | 11 | 36 | 0.23521
2018-01-02 12:00 | 1 | 2 | 1 | 12 | 37 | 0.24347
2018-01-02 13:00 | 1 | 2 | 1 | 13 | 38 | 0.23694
2018-01-02 14:00 | 1 | 2 | 1 | 14 | 39 | 0.20509
2018-01-02 15:00 | 1 | 2 | 1 | 15 | 40 | 0.17174
2018-01-02 16:00 | 1 | 2 | 1 | 16 | 41 | 0.033251
2018-01-02 17:00 | 1 | 2 | 1 | 17 | 42 | 0
2018-01-02 18:00 | 1 | 2 | 1 | 18 | 43 | 0
2018-01-02 19:00 | 1 | 2 | 1 | 19 | 44 | 0
2018-01-02 20:00 | 1 | 2 | 1 | 20 | 45 | 0
2018-01-02 21:00 | 1 | 2 | 1 | 21 | 46 | 0
2018-01-02 22:00 | 1 | 2 | 1 | 22 | 47 | 0
2018-01-02 23:00 | 1 | 2 | 1 | 23 | 48 | 0
2018-01-03 | 1 | 3 | 1 | 0 | 49 | 0
2018-01-03 01:00 | 1 | 3 | 1 | 1 | 50 | 0
2018-01-03 02:00 | 1 | 3 | 1 | 2 | 51 | 0
2018-01-03 03:00 | 1 | 3 | 1 | 3 | 52 | 0
2018-01-03 04:00 | 1 | 3 | 1 | 4 | 53 | 0
2018-01-03 05:00 | 1 | 3 | 1 | 5 | 54 | 0
2018-01-03 06:00 | 1 | 3 | 1 | 6 | 55 | 0
2018-01-03 07:00 | 1 | 3 | 1 | 7 | 56 | 0.00016576
2018-01-03 08:00 | 1 | 3 | 1 | 8 | 57 | 0.05677
2018-01-03 09:00 | 1 | 3 | 1 | 9 | 58 | 0.16569
2018-01-03 10:00 | 1 | 3 | 1 | 10 | 59 | 0.21099
2018-01-03 11:00 | 1 | 3 | 1 | 11 | 60 | 0.21133
2018-01-03 12:00 | 1 | 3 | 1 | 12 | 61 | 0.22257
2018-01-03 13:00 | 1 | 3 | 1 | 13 | 62 | 0.22428
2018-01-03 14:00 | 1 | 3 | 1 | 14 | 63 | 0.2303
2018-01-03 15:00 | 1 | 3 | 1 | 15 | 64 | 0.16697
2018-01-03 16:00 | 1 | 3 | 1 | 16 | 65 | 0.031591
2018-01-03 17:00 | 1 | 3 | 1 | 17 | 66 | 0
2018-01-03 18:00 | 1 | 3 | 1 | 18 | 67 | 0
2018-01-03 19:00 | 1 | 3 | 1 | 19 | 68 | 0
2018-01-03 20:00 | 1 | 3 | 1 | 20 | 69 | 0
2018-01-03 21:00 | 1 | 3 | 1 | 21 | 70 | 0
2018-01-03 22:00 | 1 | 3 | 1 | 22 | 71 | 0
2018-01-03 23:00 | 1 | 3 | 1 | 23 | 72 | 0
2018-01-04 | 1 | 4 | 1 | 0 | 73 | 0
2018-01-04 01:00 | 1 | 4 | 1 | 1 | 74 | 0
2018-01-04 02:00 | 1 | 4 | 1 | 2 | 75 | 0
2018-01-04 03:00 | 1 | 4 | 1 | 3 | 76 | 0
2018-01-04 04:00 | 1 | 4 | 1 | 4 | 77 | 0
2018-01-04 05:00 | 1 | 4 | 1 | 5 | 78 | 0
2018-01-04 06:00 | 1 | 4 | 1 | 6 | 79 | 0
2018-01-04 07:00 | 1 | 4 | 1 | 7 | 80 | 0.00016576
2018-01-04 08:00 | 1 | 4 | 1 | 8 | 81 | 0.069178
2018-01-04 09:00 | 1 | 4 | 1 | 9 | 82 | 0.18683
2018-01-04 10:00 | 1 | 4 | 1 | 10 | 83 | 0.2524
2018-01-04 11:00 | 1 | 4 | 1 | 11 | 84 | 0.27062
2018-01-04 12:00 | 1 | 4 | 1 | 12 | 85 | 0.26864
2018-01-04 13:00 | 1 | 4 | 1 | 13 | 86 | 0.25622
2018-01-04 14:00 | 1 | 4 | 1 | 14 | 87 | 0.22255
2018-01-04 15:00 | 1 | 4 | 1 | 15 | 88 | 0.17161
2018-01-04 16:00 | 1 | 4 | 1 | 16 | 89 | 0.032882
2018-01-04 17:00 | 1 | 4 | 1 | 17 | 90 | 0
2018-01-04 18:00 | 1 | 4 | 1 | 18 | 91 | 0
2018-01-04 19:00 | 1 | 4 | 1 | 19 | 92 | 0
2018-01-04 20:00 | 1 | 4 | 1 | 20 | 93 | 0
2018-01-04 21:00 | 1 | 4 | 1 | 21 | 94 | 0
2018-01-04 22:00 | 1 | 4 | 1 | 22 | 95 | 0
2018-01-04 23:00 | 1 | 4 | 1 | 23 | 96 | 0
2018-01-05 | 1 | 5 | 1 | 0 | 97 | 0
2018-01-05 01:00 | 1 | 5 | 1 | 1 | 98 | 0
2018-01-05 02:00 | 1 | 5 | 1 | 2 | 99 | 0
2018-01-05 03:00 | 1 | 5 | 1 | 3 | 100 | 0
2018-01-05 04:00 | 1 | 5 | 1 | 4 | 101 | 0
2018-01-05 05:00 | 1 | 5 | 1 | 5 | 102 | 0
2018-01-05 06:00 | 1 | 5 | 1 | 6 | 103 | 0
2018-01-05 07:00 | 1 | 5 | 1 | 7 | 104 | 0
2018-01-05 08:00 | 1 | 5 | 1 | 8 | 105 | 0.055136
2018-01-05 09:00 | 1 | 5 | 1 | 9 | 106 | 0.17051
2018-01-05 10:00 | 1 | 5 | 1 | 10 | 107 | 0.26102
2018-01-05 11:00 | 1 | 5 | 1 | 11 | 108 | 0.27324
2018-01-05 12:00 | 1 | 5 | 1 | 12 | 109 | 0.28045
2018-01-05 13:00 | 1 | 5 | 1 | 13 | 110 | 0.26329
2018-01-05 14:00 | 1 | 5 | 1 | 14 | 111 | 0.22728
2018-01-05 15:00 | 1 | 5 | 1 | 15 | 112 | 0.19294
2018-01-05 16:00 | 1 | 5 | 1 | 16 | 113 | 0.040311
2018-01-05 17:00 | 1 | 5 | 1 | 17 | 114 | 0
2018-01-05 18:00 | 1 | 5 | 1 | 18 | 115 | 0
2018-01-05 19:00 | 1 | 5 | 1 | 19 | 116 | 0
2018-01-05 20:00 | 1 | 5 | 1 | 20 | 117 | 0
2018-01-05 21:00 | 1 | 5 | 1 | 21 | 118 | 0
2018-01-05 22:00 | 1 | 5 | 1 | 22 | 119 | 0
2018-01-05 23:00 | 1 | 5 | 1 | 23 | 120 | 0
2018-01-06 | 1 | 6 | 2 | 0 | 121 | 0
2018-01-06 01:00 | 1 | 6 | 2 | 1 | 122 | 0
2018-01-06 02:00 | 1 | 6 | 2 | 2 | 123 | 0
2018-01-06 03:00 | 1 | 6 | 2 | 3 | 124 | 0
2018-01-06 04:00 | 1 | 6 | 2 | 4 | 125 | 0
2018-01-06 05:00 | 1 | 6 | 2 | 5 | 126 | 0
2018-01-06 06:00 | 1 | 6 | 2 | 6 | 127 | 0
2018-01-06 07:00 | 1 | 6 | 2 | 7 | 128 | 0
2018-01-06 08:00 | 1 | 6 | 2 | 8 | 129 | 0.05682
2018-01-06 09:00 | 1 | 6 | 2 | 9 | 130 | 0.15581
2018-01-06 10:00 | 1 | 6 | 2 | 10 | 131 | 0.23198
2018-01-06 11:00 | 1 | 6 | 2 | 11 | 132 | 0.26253
2018-01-06 12:00 | 1 | 6 | 2 | 12 | 133 | 0.2647
2018-01-06 13:00 | 1 | 6 | 2 | 13 | 134 | 0.24546
2018-01-06 14:00 | 1 | 6 | 2 | 14 | 135 | 0.2159
2018-01-06 15:00 | 1 | 6 | 2 | 15 | 136 | 0.17646
2018-01-06 16:00 | 1 | 6 | 2 | 16 | 137 | 0.038516
2018-01-06 17:00 | 1 | 6 | 2 | 17 | 138 | 0
2018-01-06 18:00 | 1 | 6 | 2 | 18 | 139 | 0
2018-01-06 19:00 | 1 | 6 | 2 | 19 | 140 | 0
2018-01-06 20:00 | 1 | 6 | 2 | 20 | 141 | 0
2018-01-06 21:00 | 1 | 6 | 2 | 21 | 142 | 0
2018-01-06 22:00 | 1 | 6 | 2 | 22 | 143 | 0
2018-01-06 23:00 | 1 | 6 | 2 | 23 | 144 | 0
2018-01-07 | 1 | 7 | 2 | 0 | 145 | 0
2018-01-07 01:00 | 1 | 7 | 2 | 1 | 146 | 0
2018-01-07 02:00 | 1 | 7 | 2 | 2 | 147 | 0
2018-01-07 03:00 | 1 | 7 | 2 | 3 | 148 | 0
2018-01-07 04:00 | 1 | 7 | 2 | 4 | 149 | 0
2018-01-07 05:00 | 1 | 7 | 2 | 5 | 150 | 0
2018-01-07 06:00 | 1 | 7 | 2 | 6 | 151 | 0
2018-01-07 07:00 | 1 | 7 | 2 | 7 | 152 | 0
2018-01-07 08:00 | 1 | 7 | 2 | 8 | 153 | 0.044029
2018-01-07 09:00 | 1 | 7 | 2 | 9 | 154 | 0.13412
2018-01-07 10:00 | 1 | 7 | 2 | 10 | 155 | 0.1902
2018-01-07 11:00 | 1 | 7 | 2 | 11 | 156 | 0.21424
2018-01-07 12:00 | 1 | 7 | 2 | 12 | 157 | 0.21143
2018-01-07 13:00 | 1 | 7 | 2 | 13 | 158 | 0.21622
2018-01-07 14:00 | 1 | 7 | 2 | 14 | 159 | 0.18012
2018-01-07 15:00 | 1 | 7 | 2 | 15 | 160 | 0.14913
2018-01-07 16:00 | 1 | 7 | 2 | 16 | 161 | 0.033261
2018-01-07 17:00 | 1 | 7 | 2 | 17 | 162 | 0
2018-01-07 18:00 | 1 | 7 | 2 | 18 | 163 | 0
2018-01-07 19:00 | 1 | 7 | 2 | 19 | 164 | 0
2018-01-07 20:00 | 1 | 7 | 2 | 20 | 165 | 0
2018-01-07 21:00 | 1 | 7 | 2 | 21 | 166 | 0
2018-01-07 22:00 | 1 | 7 | 2 | 22 | 167 | 0
2018-01-07 23:00 | 1 | 7 | 2 | 23 | 168 | 0
2018-01-08 | 1 | 1 | 1 | 0 | 169 | 0
2018-01-08 01:00 | 1 | 1 | 1 | 1 | 170 | 0
2018-01-08 02:00 | 1 | 1 | 1 | 2 | 171 | 0
2018-01-08 03:00 | 1 | 1 | 1 | 3 | 172 | 0
2018-01-08 04:00 | 1 | 1 | 1 | 4 | 173 | 0
2018-01-08 05:00 | 1 | 1 | 1 | 5 | 174 | 0
2018-01-08 06:00 | 1 | 1 | 1 | 6 | 175 | 0
2018-01-08 07:00 | 1 | 1 | 1 | 7 | 176 | 0
2018-01-08 08:00 | 1 | 1 | 1 | 8 | 177 | 0.059077
2018-01-08 09:00 | 1 | 1 | 1 | 9 | 178 | 0.16536
2018-01-08 10:00 | 1 | 1 | 1 | 10 | 179 | 0.24499
2018-01-08 11:00 | 1 | 1 | 1 | 11 | 180 | 0.271
2018-01-08 12:00 | 1 | 1 | 1 | 12 | 181 | 0.28695
2018-01-08 13:00 | 1 | 1 | 1 | 13 | 182 | 0.24616
2018-01-08 14:00 | 1 | 1 | 1 | 14 | 183 | 0.23295
2018-01-08 15:00 | 1 | 1 | 1 | 15 | 184 | 0.17341
2018-01-08 16:00 | 1 | 1 | 1 | 16 | 185 | 0.040331
2018-01-08 17:00 | 1 | 1 | 1 | 17 | 186 | 0
2018-01-08 18:00 | 1 | 1 | 1 | 18 | 187 | 0
2018-01-08 19:00 | 1 | 1 | 1 | 19 | 188 | 0
2018-01-08 20:00 | 1 | 1 | 1 | 20 | 189 | 0
2018-01-08 21:00 | 1 | 1 | 1 | 21 | 190 | 0
2018-01-08 22:00 | 1 | 1 | 1 | 22 | 191 | 0
2018-01-08 23:00 | 1 | 1 | 1 | 23 | 192 | 0
2018-01-09 | 1 | 2 | 1 | 0 | 193 | 0
2018-01-09 01:00 | 1 | 2 | 1 | 1 | 194 | 0
2018-01-09 02:00 | 1 | 2 | 1 | 2 | 195 | 0
2018-01-09 03:00 | 1 | 2 | 1 | 3 | 196 | 0
2018-01-09 04:00 | 1 | 2 | 1 | 4 | 197 | 0
2018-01-09 05:00 | 1 | 2 | 1 | 5 | 198 | 0
2018-01-09 06:00 | 1 | 2 | 1 | 6 | 199 | 0
2018-01-09 07:00 | 1 | 2 | 1 | 7 | 200 | 0.00016576
2018-01-09 08:00 | 1 | 2 | 1 | 8 | 201 | 0.063067
2018-01-09 09:00 | 1 | 2 | 1 | 9 | 202 | 0.18001
2018-01-09 10:00 | 1 | 2 | 1 | 10 | 203 | 0.24178
2018-01-09 11:00 | 1 | 2 | 1 | 11 | 204 | 0.24631
2018-01-09 12:00 | 1 | 2 | 1 | 12 | 205 | 0.28692
2018-01-09 13:00 | 1 | 2 | 1 | 13 | 206 | 0.2827
2018-01-09 14:00 | 1 | 2 | 1 | 14 | 207 | 0.25435
2018-01-09 15:00 | 1 | 2 | 1 | 15 | 208 | 0.19498
2018-01-09 16:00 | 1 | 2 | 1 | 16 | 209 | 0.048105
2018-01-09 17:00 | 1 | 2 | 1 | 17 | 210 | 0
2018-01-09 18:00 | 1 | 2 | 1 | 18 | 211 | 0
2018-01-09 19:00 | 1 | 2 | 1 | 19 | 212 | 0
2018-01-09 20:00 | 1 | 2 | 1 | 20 | 213 | 0
2018-01-09 21:00 | 1 | 2 | 1 | 21 | 214 | 0
2018-01-09 22:00 | 1 | 2 | 1 | 22 | 215 | 0
2018-01-09 23:00 | 1 | 2 | 1 | 23 | 216 | 0
2018-01-10 | 1 | 3 | 1 | 0 | 217 | 0
2018-01-10 01:00 | 1 | 3 | 1 | 1 | 218 | 0
2018-01-10 02:00 | 1 | 3 | 1 | 2 | 219 | 0
2018-01-10 03:00 | 1 | 3 | 1 | 3 | 220 | 0
2018-01-10 04:00 | 1 | 3 | 1 | 4 | 221 | 0
2018-01-10 05:00 | 1 | 3 | 1 | 5 | 222 | 0
2018-01-10 06:00 | 1 | 3 | 1 | 6 | 223 | 0
2018-01-10 07:00 | 1 | 3 | 1 | 7 | 224 | 0.00016576
2018-01-10 08:00 | 1 | 3 | 1 | 8 | 225 | 0.066976
2018-01-10 09:00 | 1 | 3 | 1 | 9 | 226 | 0.19244
2018-01-10 10:00 | 1 | 3 | 1 | 10 | 227 | 0.27998
2018-01-10 11:00 | 1 | 3 | 1 | 11 | 228 | 0.29945
2018-01-10 12:00 | 1 | 3 | 1 | 12 | 229 | 0.29548
2018-01-10 13:00 | 1 | 3 | 1 | 13 | 230 | 0.28218
2018-01-10 14:00 | 1 | 3 | 1 | 14 | 231 | 0.22399
2018-01-10 15:00 | 1 | 3 | 1 | 15 | 232 | 0.19929
2018-01-10 16:00 | 1 | 3 | 1 | 16 | 233 | 0.05112
2018-01-10 17:00 | 1 | 3 | 1 | 17 | 234 | 0
2018-01-10 18:00 | 1 | 3 | 1 | 18 | 235 | 0
2018-01-10 19:00 | 1 | 3 | 1 | 19 | 236 | 0
2018-01-10 20:00 | 1 | 3 | 1 | 20 | 237 | 0
2018-01-10 21:00 | 1 | 3 | 1 | 21 | 238 | 0
2018-01-10 22:00 | 1 | 3 | 1 | 22 | 239 | 0
2018-01-10 23:00 | 1 | 3 | 1 | 23 | 240 | 0
2018-01-11 | 1 | 4 | 1 | 0 | 241 | 0
2018-01-11 01:00 | 1 | 4 | 1 | 1 | 242 | 0
2018-01-11 02:00 | 1 | 4 | 1 | 2 | 243 | 0
2018-01-11 03:00 | 1 | 4 | 1 | 3 | 244 | 0
2018-01-11 04:00 | 1 | 4 | 1 | 4 | 245 | 0
2018-01-11 05:00 | 1 | 4 | 1 | 5 | 246 | 0
2018-01-11 06:00 | 1 | 4 | 1 | 6 | 247 | 0
2018-01-11 07:00 | 1 | 4 | 1 | 7 | 248 | 0
2018-01-11 08:00 | 1 | 4 | 1 | 8 | 249 | 0.071693
2018-01-11 09:00 | 1 | 4 | 1 | 9 | 250 | 0.1908
2018-01-11 10:00 | 1 | 4 | 1 | 10 | 251 | 0.29444
2018-01-11 11:00 | 1 | 4 | 1 | 11 | 252 | 0.32517
2018-01-11 12:00 | 1 | 4 | 1 | 12 | 253 | 0.34204
2018-01-11 13:00 | 1 | 4 | 1 | 13 | 254 | 0.30009
2018-01-11 14:00 | 1 | 4 | 1 | 14 | 255 | 0.25034
2018-01-11 15:00 | 1 | 4 | 1 | 15 | 256 | 0.19185
2018-01-11 16:00 | 1 | 4 | 1 | 16 | 257 | 0.050727
2018-01-11 17:00 | 1 | 4 | 1 | 17 | 258 | 0
2018-01-11 18:00 | 1 | 4 | 1 | 18 | 259 | 0
2018-01-11 19:00 | 1 | 4 | 1 | 19 | 260 | 0
2018-01-11 20:00 | 1 | 4 | 1 | 20 | 261 | 0
2018-01-11 21:00 | 1 | 4 | 1 | 21 | 262 | 0
2018-01-11 22:00 | 1 | 4 | 1 | 22 | 263 | 0
2018-01-11 23:00 | 1 | 4 | 1 | 23 | 264 | 0
2018-01-12 | 1 | 5 | 1 | 0 | 265 | 0
2018-01-12 01:00 | 1 | 5 | 1 | 1 | 266 | 0
2018-01-12 02:00 | 1 | 5 | 1 | 2 | 267 | 0
2018-01-12 03:00 | 1 | 5 | 1 | 3 | 268 | 0
2018-01-12 04:00 | 1 | 5 | 1 | 4 | 269 | 0
2018-01-12 05:00 | 1 | 5 | 1 | 5 | 270 | 0
2018-01-12 06:00 | 1 | 5 | 1 | 6 | 271 | 0
2018-01-12 07:00 | 1 | 5 | 1 | 7 | 272 | 0
2018-01-12 08:00 | 1 | 5 | 1 | 8 | 273 | 0.070581
2018-01-12 09:00 | 1 | 5 | 1 | 9 | 274 | 0.20985
2018-01-12 10:00 | 1 | 5 | 1 | 10 | 275 | 0.29442
2018-01-12 11:00 | 1 | 5 | 1 | 11 | 276 | 0.3331
2018-01-12 12:00 | 1 | 5 | 1 | 12 | 277 | 0.30722
2018-01-12 13:00 | 1 | 5 | 1 | 13 | 278 | 0.25468
2018-01-12 14:00 | 1 | 5 | 1 | 14 | 279 | 0.20019
2018-01-12 15:00 | 1 | 5 | 1 | 15 | 280 | 0.1699
2018-01-12 16:00 | 1 | 5 | 1 | 16 | 281 | 0.04458
2018-01-12 17:00 | 1 | 5 | 1 | 17 | 282 | 0
2018-01-12 18:00 | 1 | 5 | 1 | 18 | 283 | 0
2018-01-12 19:00 | 1 | 5 | 1 | 19 | 284 | 0
2018-01-12 20:00 | 1 | 5 | 1 | 20 | 285 | 0
2018-01-12 21:00 | 1 | 5 | 1 | 21 | 286 | 0
2018-01-12 22:00 | 1 | 5 | 1 | 22 | 287 | 0
2018-01-12 23:00 | 1 | 5 | 1 | 23 | 288 | 0
2018-01-13 | 1 | 6 | 2 | 0 | 289 | 0
2018-01-13 01:00 | 1 | 6 | 2 | 1 | 290 | 0
2018-01-13 02:00 | 1 | 6 | 2 | 2 | 291 | 0
2018-01-13 03:00 | 1 | 6 | 2 | 3 | 292 | 0
2018-01-13 04:00 | 1 | 6 | 2 | 4 | 293 | 0
2018-01-13 05:00 | 1 | 6 | 2 | 5 | 294 | 0
2018-01-13 06:00 | 1 | 6 | 2 | 6 | 295 | 0
2018-01-13 07:00 | 1 | 6 | 2 | 7 | 296 | 0
2018-01-13 08:00 | 1 | 6 | 2 | 8 | 297 | 0.06506
2018-01-13 09:00 | 1 | 6 | 2 | 9 | 298 | 0.19605
2018-01-13 10:00 | 1 | 6 | 2 | 10 | 299 | 0.30797
2018-01-13 11:00 | 1 | 6 | 2 | 11 | 300 | 0.35485
2018-01-13 12:00 | 1 | 6 | 2 | 12 | 301 | 0.3606
2018-01-13 13:00 | 1 | 6 | 2 | 13 | 302 | 0.34965
2018-01-13 14:00 | 1 | 6 | 2 | 14 | 303 | 0.27696
2018-01-13 15:00 | 1 | 6 | 2 | 15 | 304 | 0.20491
2018-01-13 16:00 | 1 | 6 | 2 | 16 | 305 | 0.055952
2018-01-13 17:00 | 1 | 6 | 2 | 17 | 306 | 0
2018-01-13 18:00 | 1 | 6 | 2 | 18 | 307 | 0
2018-01-13 19:00 | 1 | 6 | 2 | 19 | 308 | 0
2018-01-13 20:00 | 1 | 6 | 2 | 20 | 309 | 0
2018-01-13 21:00 | 1 | 6 | 2 | 21 | 310 | 0
2018-01-13 22:00 | 1 | 6 | 2 | 22 | 311 | 0
2018-01-13 23:00 | 1 | 6 | 2 | 23 | 312 | 0
2018-01-14 | 1 | 7 | 2 | 0 | 313 | 0
2018-01-14 01:00 | 1 | 7 | 2 | 1 | 314 | 0
2018-01-14 02:00 | 1 | 7 | 2 | 2 | 315 | 0
2018-01-14 03:00 | 1 | 7 | 2 | 3 | 316 | 0
2018-01-14 04:00 | 1 | 7 | 2 | 4 | 317 | 0
2018-01-14 05:00 | 1 | 7 | 2 | 5 | 318 | 0
2018-01-14 06:00 | 1 | 7 | 2 | 6 | 319 | 0
2018-01-14 07:00 | 1 | 7 | 2 | 7 | 320 | 0
2018-01-14 08:00 | 1 | 7 | 2 | 8 | 321 | 0.053545
2018-01-14 09:00 | 1 | 7 | 2 | 9 | 322 | 0.15161
2018-01-14 10:00 | 1 | 7 | 2 | 10 | 323 | 0.21518
2018-01-14 11:00 | 1 | 7 | 2 | 11 | 324 | 0.21169
2018-01-14 12:00 | 1 | 7 | 2 | 12 | 325 | 0.21881
2018-01-14 13:00 | 1 | 7 | 2 | 13 | 326 | 0.22943
2018-01-14 14:00 | 1 | 7 | 2 | 14 | 327 | 0.18785
2018-01-14 15:00 | 1 | 7 | 2 | 15 | 328 | 0.15495
2018-01-14 16:00 | 1 | 7 | 2 | 16 | 329 | 0.043095
2018-01-14 17:00 | 1 | 7 | 2 | 17 | 330 | 0
2018-01-14 18:00 | 1 | 7 | 2 | 18 | 331 | 0
2018-01-14 19:00 | 1 | 7 | 2 | 19 | 332 | 0
2018-01-14 20:00 | 1 | 7 | 2 | 20 | 333 | 0
2018-01-14 21:00 | 1 | 7 | 2 | 21 | 334 | 0
2018-01-14 22:00 | 1 | 7 | 2 | 22 | 335 | 0
2018-01-14 23:00 | 1 | 7 | 2 | 23 | 336 | 0
2018-01-15 | 1 | 1 | 1 | 0 | 337 | 0
2018-01-15 01:00 | 1 | 1 | 1 | 1 | 338 | 0
2018-01-15 02:00 | 1 | 1 | 1 | 2 | 339 | 0
2018-01-15 03:00 | 1 | 1 | 1 | 3 | 340 | 0
2018-01-15 04:00 | 1 | 1 | 1 | 4 | 341 | 0
2018-01-15 05:00 | 1 | 1 | 1 | 5 | 342 | 0
2018-01-15 06:00 | 1 | 1 | 1 | 6 | 343 | 0
2018-01-15 07:00 | 1 | 1 | 1 | 7 | 344 | 0.00016576
2018-01-15 08:00 | 1 | 1 | 1 | 8 | 345 | 0.064512
2018-01-15 09:00 | 1 | 1 | 1 | 9 | 346 | 0.1889
2018-01-15 10:00 | 1 | 1 | 1 | 10 | 347 | 0.27361
2018-01-15 11:00 | 1 | 1 | 1 | 11 | 348 | 0.30739
2018-01-15 12:00 | 1 | 1 | 1 | 12 | 349 | 0.32065
2018-01-15 13:00 | 1 | 1 | 1 | 13 | 350 | 0.30949
2018-01-15 14:00 | 1 | 1 | 1 | 14 | 351 | 0.26723
2018-01-15 15:00 | 1 | 1 | 1 | 15 | 352 | 0.21473
2018-01-15 16:00 | 1 | 1 | 1 | 16 | 353 | 0.061066
2018-01-15 17:00 | 1 | 1 | 1 | 17 | 354 | 0
2018-01-15 18:00 | 1 | 1 | 1 | 18 | 355 | 0
2018-01-15 19:00 | 1 | 1 | 1 | 19 | 356 | 0
2018-01-15 20:00 | 1 | 1 | 1 | 20 | 357 | 0
2018-01-15 21:00 | 1 | 1 | 1 | 21 | 358 | 0
2018-01-15 22:00 | 1 | 1 | 1 | 22 | 359 | 0
2018-01-15 23:00 | 1 | 1 | 1 | 23 | 360 | 0
2018-01-16 | 1 | 2 | 1 | 0 | 361 | 0
2018-01-16 01:00 | 1 | 2 | 1 | 1 | 362 | 0
2018-01-16 02:00 | 1 | 2 | 1 | 2 | 363 | 0
2018-01-16 03:00 | 1 | 2 | 1 | 3 | 364 | 0
2018-01-16 04:00 | 1 | 2 | 1 | 4 | 365 | 0
2018-01-16 05:00 | 1 | 2 | 1 | 5 | 366 | 0
2018-01-16 06:00 | 1 | 2 | 1 | 6 | 367 | 0
2018-01-16 07:00 | 1 | 2 | 1 | 7 | 368 | 0.00033151
2018-01-16 08:00 | 1 | 2 | 1 | 8 | 369 | 0.068589
2018-01-16 09:00 | 1 | 2 | 1 | 9 | 370 | 0.17281
2018-01-16 10:00 | 1 | 2 | 1 | 10 | 371 | 0.22899
2018-01-16 11:00 | 1 | 2 | 1 | 11 | 372 | 0.25645
2018-01-16 12:00 | 1 | 2 | 1 | 12 | 373 | 0.29376
2018-01-16 13:00 | 1 | 2 | 1 | 13 | 374 | 0.28406
2018-01-16 14:00 | 1 | 2 | 1 | 14 | 375 | 0.26837
2018-01-16 15:00 | 1 | 2 | 1 | 15 | 376 | 0.22156
2018-01-16 16:00 | 1 | 2 | 1 | 16 | 377 | 0.068433
2018-01-16 17:00 | 1 | 2 | 1 | 17 | 378 | 0.00035648
2018-01-16 18:00 | 1 | 2 | 1 | 18 | 379 | 0
2018-01-16 19:00 | 1 | 2 | 1 | 19 | 380 | 0
2018-01-16 20:00 | 1 | 2 | 1 | 20 | 381 | 0
2018-01-16 21:00 | 1 | 2 | 1 | 21 | 382 | 0
2018-01-16 22:00 | 1 | 2 | 1 | 22 | 383 | 0
2018-01-16 23:00 | 1 | 2 | 1 | 23 | 384 | 0
2018-01-17 | 1 | 3 | 1 | 0 | 385 | 0
2018-01-17 01:00 | 1 | 3 | 1 | 1 | 386 | 0
2018-01-17 02:00 | 1 | 3 | 1 | 2 | 387 | 0
2018-01-17 03:00 | 1 | 3 | 1 | 3 | 388 | 0
2018-01-17 04:00 | 1 | 3 | 1 | 4 | 389 | 0
2018-01-17 05:00 | 1 | 3 | 1 | 5 | 390 | 0
2018-01-17 06:00 | 1 | 3 | 1 | 6 | 391 | 0
2018-01-17 07:00 | 1 | 3 | 1 | 7 | 392 | 0.00033151
2018-01-17 08:00 | 1 | 3 | 1 | 8 | 393 | 0.080706
2018-01-17 09:00 | 1 | 3 | 1 | 9 | 394 | 0.2086
2018-01-17 10:00 | 1 | 3 | 1 | 10 | 395 | 0.29385
2018-01-17 11:00 | 1 | 3 | 1 | 11 | 396 | 0.3201
2018-01-17 12:00 | 1 | 3 | 1 | 12 | 397 | 0.33333
2018-01-17 13:00 | 1 | 3 | 1 | 13 | 398 | 0.32306
2018-01-17 14:00 | 1 | 3 | 1 | 14 | 399 | 0.28419
2018-01-17 15:00 | 1 | 3 | 1 | 15 | 400 | 0.19991
2018-01-17 16:00 | 1 | 3 | 1 | 16 | 401 | 0.06902
2018-01-17 17:00 | 1 | 3 | 1 | 17 | 402 | 0.00035648
2018-01-17 18:00 | 1 | 3 | 1 | 18 | 403 | 0
2018-01-17 19:00 | 1 | 3 | 1 | 19 | 404 | 0
2018-01-17 20:00 | 1 | 3 | 1 | 20 | 405 | 0
2018-01-17 21:00 | 1 | 3 | 1 | 21 | 406 | 0
2018-01-17 22:00 | 1 | 3 | 1 | 22 | 407 | 0
2018-01-17 23:00 | 1 | 3 | 1 | 23 | 408 | 0
2018-01-18 | 1 | 4 | 1 | 0 | 409 | 0
2018-01-18 01:00 | 1 | 4 | 1 | 1 | 410 | 0
2018-01-18 02:00 | 1 | 4 | 1 | 2 | 411 | 0
2018-01-18 03:00 | 1 | 4 | 1 | 3 | 412 | 0
2018-01-18 04:00 | 1 | 4 | 1 | 4 | 413 | 0
2018-01-18 05:00 | 1 | 4 | 1 | 5 | 414 | 0
2018-01-18 06:00 | 1 | 4 | 1 | 6 | 415 | 0
2018-01-18 07:00 | 1 | 4 | 1 | 7 | 416 | 0.00016576
2018-01-18 08:00 | 1 | 4 | 1 | 8 | 417 | 0.078019
2018-01-18 09:00 | 1 | 4 | 1 | 9 | 418 | 0.22081
2018-01-18 10:00 | 1 | 4 | 1 | 10 | 419 | 0.32715
2018-01-18 11:00 | 1 | 4 | 1 | 11 | 420 | 0.34913
2018-01-18 12:00 | 1 | 4 | 1 | 12 | 421 | 0.36736
2018-01-18 13:00 | 1 | 4 | 1 | 13 | 422 | 0.35534
2018-01-18 14:00 | 1 | 4 | 1 | 14 | 423 | 0.29414
2018-01-18 15:00 | 1 | 4 | 1 | 15 | 424 | 0.21107
2018-01-18 16:00 | 1 | 4 | 1 | 16 | 425 | 0.074737
2018-01-18 17:00 | 1 | 4 | 1 | 17 | 426 | 0.00071296
2018-01-18 18:00 | 1 | 4 | 1 | 18 | 427 | 0
2018-01-18 19:00 | 1 | 4 | 1 | 19 | 428 | 0
2018-01-18 20:00 | 1 | 4 | 1 | 20 | 429 | 0
2018-01-18 21:00 | 1 | 4 | 1 | 21 | 430 | 0
2018-01-18 22:00 | 1 | 4 | 1 | 22 | 431 | 0
2018-01-18 23:00 | 1 | 4 | 1 | 23 | 432 | 0
2018-01-19 | 1 | 5 | 1 | 0 | 433 | 0
2018-01-19 01:00 | 1 | 5 | 1 | 1 | 434 | 0
2018-01-19 02:00 | 1 | 5 | 1 | 2 | 435 | 0
2018-01-19 03:00 | 1 | 5 | 1 | 3 | 436 | 0
2018-01-19 04:00 | 1 | 5 | 1 | 4 | 437 | 0
2018-01-19 05:00 | 1 | 5 | 1 | 5 | 438 | 0
2018-01-19 06:00 | 1 | 5 | 1 | 6 | 439 | 0
2018-01-19 07:00 | 1 | 5 | 1 | 7 | 440 | 0.00016576
2018-01-19 08:00 | 1 | 5 | 1 | 8 | 441 | 0.071864
2018-01-19 09:00 | 1 | 5 | 1 | 9 | 442 | 0.18833
2018-01-19 10:00 | 1 | 5 | 1 | 10 | 443 | 0.25937
2018-01-19 11:00 | 1 | 5 | 1 | 11 | 444 | 0.27554
2018-01-19 12:00 | 1 | 5 | 1 | 12 | 445 | 0.28892
2018-01-19 13:00 | 1 | 5 | 1 | 13 | 446 | 0.24946
2018-01-19 14:00 | 1 | 5 | 1 | 14 | 447 | 0.2084
2018-01-19 15:00 | 1 | 5 | 1 | 15 | 448 | 0.16343
2018-01-19 16:00 | 1 | 5 | 1 | 16 | 449 | 0.064232
2018-01-19 17:00 | 1 | 5 | 1 | 17 | 450 | 0.00071296
2018-01-19 18:00 | 1 | 5 | 1 | 18 | 451 | 0
2018-01-19 19:00 | 1 | 5 | 1 | 19 | 452 | 0
2018-01-19 20:00 | 1 | 5 | 1 | 20 | 453 | 0
2018-01-19 21:00 | 1 | 5 | 1 | 21 | 454 | 0
2018-01-19 22:00 | 1 | 5 | 1 | 22 | 455 | 0
2018-01-19 23:00 | 1 | 5 | 1 | 23 | 456 | 0
2018-01-20 | 1 | 6 | 2 | 0 | 457 | 0
2018-01-20 01:00 | 1 | 6 | 2 | 1 | 458 | 0
2018-01-20 02:00 | 1 | 6 | 2 | 2 | 459 | 0
2018-01-20 03:00 | 1 | 6 | 2 | 3 | 460 | 0
2018-01-20 04:00 | 1 | 6 | 2 | 4 | 461 | 0
2018-01-20 05:00 | 1 | 6 | 2 | 5 | 462 | 0
2018-01-20 06:00 | 1 | 6 | 2 | 6 | 463 | 0
2018-01-20 07:00 | 1 | 6 | 2 | 7 | 464 | 0.00033824
2018-01-20 08:00 | 1 | 6 | 2 | 8 | 465 | 0.070143
2018-01-20 09:00 | 1 | 6 | 2 | 9 | 466 | 0.17011
2018-01-20 10:00 | 1 | 6 | 2 | 10 | 467 | 0.24133
2018-01-20 11:00 | 1 | 6 | 2 | 11 | 468 | 0.24848
2018-01-20 12:00 | 1 | 6 | 2 | 12 | 469 | 0.27335
2018-01-20 13:00 | 1 | 6 | 2 | 13 | 470 | 0.27644
2018-01-20 14:00 | 1 | 6 | 2 | 14 | 471 | 0.24662
2018-01-20 15:00 | 1 | 6 | 2 | 15 | 472 | 0.20042
2018-01-20 16:00 | 1 | 6 | 2 | 16 | 473 | 0.075915
2018-01-20 17:00 | 1 | 6 | 2 | 17 | 474 | 0.0014259
2018-01-20 18:00 | 1 | 6 | 2 | 18 | 475 | 0
2018-01-20 19:00 | 1 | 6 | 2 | 19 | 476 | 0
2018-01-20 20:00 | 1 | 6 | 2 | 20 | 477 | 0
2018-01-20 21:00 | 1 | 6 | 2 | 21 | 478 | 0
2018-01-20 22:00 | 1 | 6 | 2 | 22 | 479 | 0
2018-01-20 23:00 | 1 | 6 | 2 | 23 | 480 | 0
2018-01-21 | 1 | 7 | 2 | 0 | 481 | 0
2018-01-21 01:00 | 1 | 7 | 2 | 1 | 482 | 0
2018-01-21 02:00 | 1 | 7 | 2 | 2 | 483 | 0
2018-01-21 03:00 | 1 | 7 | 2 | 3 | 484 | 0
2018-01-21 04:00 | 1 | 7 | 2 | 4 | 485 | 0
2018-01-21 05:00 | 1 | 7 | 2 | 5 | 486 | 0
2018-01-21 06:00 | 1 | 7 | 2 | 6 | 487 | 0
2018-01-21 07:00 | 1 | 7 | 2 | 7 | 488 | 0.00034496
2018-01-21 08:00 | 1 | 7 | 2 | 8 | 489 | 0.084752
2018-01-21 09:00 | 1 | 7 | 2 | 9 | 490 | 0.19736
2018-01-21 10:00 | 1 | 7 | 2 | 10 | 491 | 0.27512
2018-01-21 11:00 | 1 | 7 | 2 | 11 | 492 | 0.28433
2018-01-21 12:00 | 1 | 7 | 2 | 12 | 493 | 0.30693
2018-01-21 13:00 | 1 | 7 | 2 | 13 | 494 | 0.29546
2018-01-21 14:00 | 1 | 7 | 2 | 14 | 495 | 0.2574
2018-01-21 15:00 | 1 | 7 | 2 | 15 | 496 | 0.1971
2018-01-21 16:00 | 1 | 7 | 2 | 16 | 497 | 0.078134
2018-01-21 17:00 | 1 | 7 | 2 | 17 | 498 | 0.0010694
2018-01-21 18:00 | 1 | 7 | 2 | 18 | 499 | 0
2018-01-21 19:00 | 1 | 7 | 2 | 19 | 500 | 0
2018-01-21 20:00 | 1 | 7 | 2 | 20 | 501 | 0
2018-01-21 21:00 | 1 | 7 | 2 | 21 | 502 | 0
2018-01-21 22:00 | 1 | 7 | 2 | 22 | 503 | 0
2018-01-21 23:00 | 1 | 7 | 2 | 23 | 504 | 0
2018-01-22 | 1 | 1 | 1 | 0 | 505 | 0
2018-01-22 01:00 | 1 | 1 | 1 | 1 | 506 | 0
2018-01-22 02:00 | 1 | 1 | 1 | 2 | 507 | 0
2018-01-22 03:00 | 1 | 1 | 1 | 3 | 508 | 0
2018-01-22 04:00 | 1 | 1 | 1 | 4 | 509 | 0
2018-01-22 05:00 | 1 | 1 | 1 | 5 | 510 | 0
2018-01-22 06:00 | 1 | 1 | 1 | 6 | 511 | 0
2018-01-22 07:00 | 1 | 1 | 1 | 7 | 512 | 0.00033824
2018-01-22 08:00 | 1 | 1 | 1 | 8 | 513 | 0.074257
2018-01-22 09:00 | 1 | 1 | 1 | 9 | 514 | 0.19334
2018-01-22 10:00 | 1 | 1 | 1 | 10 | 515 | 0.2827
2018-01-22 11:00 | 1 | 1 | 1 | 11 | 516 | 0.29264
2018-01-22 12:00 | 1 | 1 | 1 | 12 | 517 | 0.29691
2018-01-22 13:00 | 1 | 1 | 1 | 13 | 518 | 0.25069
2018-01-22 14:00 | 1 | 1 | 1 | 14 | 519 | 0.24357
2018-01-22 15:00 | 1 | 1 | 1 | 15 | 520 | 0.1981
2018-01-22 16:00 | 1 | 1 | 1 | 16 | 521 | 0.087605
2018-01-22 17:00 | 1 | 1 | 1 | 17 | 522 | 0.0017824
2018-01-22 18:00 | 1 | 1 | 1 | 18 | 523 | 0
2018-01-22 19:00 | 1 | 1 | 1 | 19 | 524 | 0
2018-01-22 20:00 | 1 | 1 | 1 | 20 | 525 | 0
2018-01-22 21:00 | 1 | 1 | 1 | 21 | 526 | 0
2018-01-22 22:00 | 1 | 1 | 1 | 22 | 527 | 0
2018-01-22 23:00 | 1 | 1 | 1 | 23 | 528 | 0
2018-01-23 | 1 | 2 | 1 | 0 | 529 | 0
2018-01-23 01:00 | 1 | 2 | 1 | 1 | 530 | 0
2018-01-23 02:00 | 1 | 2 | 1 | 2 | 531 | 0
2018-01-23 03:00 | 1 | 2 | 1 | 3 | 532 | 0
2018-01-23 04:00 | 1 | 2 | 1 | 4 | 533 | 0
2018-01-23 05:00 | 1 | 2 | 1 | 5 | 534 | 0
2018-01-23 06:00 | 1 | 2 | 1 | 6 | 535 | 0
2018-01-23 07:00 | 1 | 2 | 1 | 7 | 536 | 0.000504
2018-01-23 08:00 | 1 | 2 | 1 | 8 | 537 | 0.068007
2018-01-23 09:00 | 1 | 2 | 1 | 9 | 538 | 0.18389
2018-01-23 10:00 | 1 | 2 | 1 | 10 | 539 | 0.22277
2018-01-23 11:00 | 1 | 2 | 1 | 11 | 540 | 0.23067
2018-01-23 12:00 | 1 | 2 | 1 | 12 | 541 | 0.24348
2018-01-23 13:00 | 1 | 2 | 1 | 13 | 542 | 0.23252
2018-01-23 14:00 | 1 | 2 | 1 | 14 | 543 | 0.20672
2018-01-23 15:00 | 1 | 2 | 1 | 15 | 544 | 0.18736
2018-01-23 16:00 | 1 | 2 | 1 | 16 | 545 | 0.086313
2018-01-23 17:00 | 1 | 2 | 1 | 17 | 546 | 0.0021389
2018-01-23 18:00 | 1 | 2 | 1 | 18 | 547 | 0
2018-01-23 19:00 | 1 | 2 | 1 | 19 | 548 | 0
2018-01-23 20:00 | 1 | 2 | 1 | 20 | 549 | 0
2018-01-23 21:00 | 1 | 2 | 1 | 21 | 550 | 0
2018-01-23 22:00 | 1 | 2 | 1 | 22 | 551 | 0
2018-01-23 23:00 | 1 | 2 | 1 | 23 | 552 | 0
2018-01-24 | 1 | 3 | 1 | 0 | 553 | 0
2018-01-24 01:00 | 1 | 3 | 1 | 1 | 554 | 0
2018-01-24 02:00 | 1 | 3 | 1 | 2 | 555 | 0
2018-01-24 03:00 | 1 | 3 | 1 | 3 | 556 | 0
2018-01-24 04:00 | 1 | 3 | 1 | 4 | 557 | 0
2018-01-24 05:00 | 1 | 3 | 1 | 5 | 558 | 0
2018-01-24 06:00 | 1 | 3 | 1 | 6 | 559 | 0
2018-01-24 07:00 | 1 | 3 | 1 | 7 | 560 | 0.00066975
2018-01-24 08:00 | 1 | 3 | 1 | 8 | 561 | 0.0805
2018-01-24 09:00 | 1 | 3 | 1 | 9 | 562 | 0.17576
2018-01-24 10:00 | 1 | 3 | 1 | 10 | 563 | 0.2293
2018-01-24 11:00 | 1 | 3 | 1 | 11 | 564 | 0.22451
2018-01-24 12:00 | 1 | 3 | 1 | 12 | 565 | 0.23979
2018-01-24 13:00 | 1 | 3 | 1 | 13 | 566 | 0.22994
2018-01-24 14:00 | 1 | 3 | 1 | 14 | 567 | 0.2291
2018-01-24 15:00 | 1 | 3 | 1 | 15 | 568 | 0.20611
2018-01-24 16:00 | 1 | 3 | 1 | 16 | 569 | 0.09309
2018-01-24 17:00 | 1 | 3 | 1 | 17 | 570 | 0.0030178
2018-01-24 18:00 | 1 | 3 | 1 | 18 | 571 | 0
2018-01-24 19:00 | 1 | 3 | 1 | 19 | 572 | 0
2018-01-24 20:00 | 1 | 3 | 1 | 20 | 573 | 0
2018-01-24 21:00 | 1 | 3 | 1 | 21 | 574 | 0
2018-01-24 22:00 | 1 | 3 | 1 | 22 | 575 | 0
2018-01-24 23:00 | 1 | 3 | 1 | 23 | 576 | 0
2018-01-25 | 1 | 4 | 1 | 0 | 577 | 0
2018-01-25 01:00 | 1 | 4 | 1 | 1 | 578 | 0
2018-01-25 02:00 | 1 | 4 | 1 | 2 | 579 | 0
2018-01-25 03:00 | 1 | 4 | 1 | 3 | 580 | 0
2018-01-25 04:00 | 1 | 4 | 1 | 4 | 581 | 0
2018-01-25 05:00 | 1 | 4 | 1 | 5 | 582 | 0
2018-01-25 06:00 | 1 | 4 | 1 | 6 | 583 | 0
2018-01-25 07:00 | 1 | 4 | 1 | 7 | 584 | 0.00034496
2018-01-25 08:00 | 1 | 4 | 1 | 8 | 585 | 0.068292
2018-01-25 09:00 | 1 | 4 | 1 | 9 | 586 | 0.16162
2018-01-25 10:00 | 1 | 4 | 1 | 10 | 587 | 0.22725
2018-01-25 11:00 | 1 | 4 | 1 | 11 | 588 | 0.24561
2018-01-25 12:00 | 1 | 4 | 1 | 12 | 589 | 0.28406
2018-01-25 13:00 | 1 | 4 | 1 | 13 | 590 | 0.26835
2018-01-25 14:00 | 1 | 4 | 1 | 14 | 591 | 0.25862
2018-01-25 15:00 | 1 | 4 | 1 | 15 | 592 | 0.23151
2018-01-25 16:00 | 1 | 4 | 1 | 16 | 593 | 0.10734
2018-01-25 17:00 | 1 | 4 | 1 | 17 | 594 | 0.0033743
2018-01-25 18:00 | 1 | 4 | 1 | 18 | 595 | 0
2018-01-25 19:00 | 1 | 4 | 1 | 19 | 596 | 0
2018-01-25 20:00 | 1 | 4 | 1 | 20 | 597 | 0
2018-01-25 21:00 | 1 | 4 | 1 | 21 | 598 | 0
2018-01-25 22:00 | 1 | 4 | 1 | 22 | 599 | 0
2018-01-25 23:00 | 1 | 4 | 1 | 23 | 600 | 0
2018-01-26 | 1 | 5 | 1 | 0 | 601 | 0
2018-01-26 01:00 | 1 | 5 | 1 | 1 | 602 | 0
2018-01-26 02:00 | 1 | 5 | 1 | 2 | 603 | 0
2018-01-26 03:00 | 1 | 5 | 1 | 3 | 604 | 0
2018-01-26 04:00 | 1 | 5 | 1 | 4 | 605 | 0
2018-01-26 05:00 | 1 | 5 | 1 | 5 | 606 | 0
2018-01-26 06:00 | 1 | 5 | 1 | 6 | 607 | 0
2018-01-26 07:00 | 1 | 5 | 1 | 7 | 608 | 0.0010264
2018-01-26 08:00 | 1 | 5 | 1 | 8 | 609 | 0.079582
2018-01-26 09:00 | 1 | 5 | 1 | 9 | 610 | 0.18663
2018-01-26 10:00 | 1 | 5 | 1 | 10 | 611 | 0.24383
2018-01-26 11:00 | 1 | 5 | 1 | 11 | 612 | 0.25685
2018-01-26 12:00 | 1 | 5 | 1 | 12 | 613 | 0.26249
2018-01-26 13:00 | 1 | 5 | 1 | 13 | 614 | 0.24922
2018-01-26 14:00 | 1 | 5 | 1 | 14 | 615 | 0.23663
2018-01-26 15:00 | 1 | 5 | 1 | 15 | 616 | 0.20617
2018-01-26 16:00 | 1 | 5 | 1 | 16 | 617 | 0.098549
2018-01-26 17:00 | 1 | 5 | 1 | 17 | 618 | 0.0040872
2018-01-26 18:00 | 1 | 5 | 1 | 18 | 619 | 0
2018-01-26 19:00 | 1 | 5 | 1 | 19 | 620 | 0
2018-01-26 20:00 | 1 | 5 | 1 | 20 | 621 | 0
2018-01-26 21:00 | 1 | 5 | 1 | 21 | 622 | 0
2018-01-26 22:00 | 1 | 5 | 1 | 22 | 623 | 0
2018-01-26 23:00 | 1 | 5 | 1 | 23 | 624 | 0
2018-01-27 | 1 | 6 | 2 | 0 | 625 | 0
2018-01-27 01:00 | 1 | 6 | 2 | 1 | 626 | 0
2018-01-27 02:00 | 1 | 6 | 2 | 2 | 627 | 0
2018-01-27 03:00 | 1 | 6 | 2 | 3 | 628 | 0
2018-01-27 04:00 | 1 | 6 | 2 | 4 | 629 | 0
2018-01-27 05:00 | 1 | 6 | 2 | 5 | 630 | 0
2018-01-27 06:00 | 1 | 6 | 2 | 6 | 631 | 0
2018-01-27 07:00 | 1 | 6 | 2 | 7 | 632 | 0.0010264
2018-01-27 08:00 | 1 | 6 | 2 | 8 | 633 | 0.090906
2018-01-27 09:00 | 1 | 6 | 2 | 9 | 634 | 0.20209
2018-01-27 10:00 | 1 | 6 | 2 | 10 | 635 | 0.26443
2018-01-27 11:00 | 1 | 6 | 2 | 11 | 636 | 0.29108
2018-01-27 12:00 | 1 | 6 | 2 | 12 | 637 | 0.31629
2018-01-27 13:00 | 1 | 6 | 2 | 13 | 638 | 0.29695
2018-01-27 14:00 | 1 | 6 | 2 | 14 | 639 | 0.24848
2018-01-27 15:00 | 1 | 6 | 2 | 15 | 640 | 0.22282
2018-01-27 16:00 | 1 | 6 | 2 | 16 | 641 | 0.10566
2018-01-27 17:00 | 1 | 6 | 2 | 17 | 642 | 0.0042532
2018-01-27 18:00 | 1 | 6 | 2 | 18 | 643 | 0
2018-01-27 19:00 | 1 | 6 | 2 | 19 | 644 | 0
2018-01-27 20:00 | 1 | 6 | 2 | 20 | 645 | 0
2018-01-27 21:00 | 1 | 6 | 2 | 21 | 646 | 0
2018-01-27 22:00 | 1 | 6 | 2 | 22 | 647 | 0
2018-01-27 23:00 | 1 | 6 | 2 | 23 | 648 | 0
2018-01-28 | 1 | 7 | 2 | 0 | 649 | 0
2018-01-28 01:00 | 1 | 7 | 2 | 1 | 650 | 0
2018-01-28 02:00 | 1 | 7 | 2 | 2 | 651 | 0
2018-01-28 03:00 | 1 | 7 | 2 | 3 | 652 | 0
2018-01-28 04:00 | 1 | 7 | 2 | 4 | 653 | 0
2018-01-28 05:00 | 1 | 7 | 2 | 5 | 654 | 0
2018-01-28 06:00 | 1 | 7 | 2 | 6 | 655 | 0
2018-01-28 07:00 | 1 | 7 | 2 | 7 | 656 | 0.0012124
2018-01-28 08:00 | 1 | 7 | 2 | 8 | 657 | 0.092927
2018-01-28 09:00 | 1 | 7 | 2 | 9 | 658 | 0.23176
2018-01-28 10:00 | 1 | 7 | 2 | 10 | 659 | 0.31789
2018-01-28 11:00 | 1 | 7 | 2 | 11 | 660 | 0.33325
2018-01-28 12:00 | 1 | 7 | 2 | 12 | 661 | 0.34551
2018-01-28 13:00 | 1 | 7 | 2 | 13 | 662 | 0.33393
2018-01-28 14:00 | 1 | 7 | 2 | 14 | 663 | 0.28929
2018-01-28 15:00 | 1 | 7 | 2 | 15 | 664 | 0.23924
2018-01-28 16:00 | 1 | 7 | 2 | 16 | 665 | 0.12501
2018-01-28 17:00 | 1 | 7 | 2 | 17 | 666 | 0.0068898
2018-01-28 18:00 | 1 | 7 | 2 | 18 | 667 | 0
2018-01-28 19:00 | 1 | 7 | 2 | 19 | 668 | 0
2018-01-28 20:00 | 1 | 7 | 2 | 20 | 669 | 0
2018-01-28 21:00 | 1 | 7 | 2 | 21 | 670 | 0
2018-01-28 22:00 | 1 | 7 | 2 | 22 | 671 | 0
2018-01-28 23:00 | 1 | 7 | 2 | 23 | 672 | 0
2018-01-29 | 1 | 1 | 1 | 0 | 673 | 0
2018-01-29 01:00 | 1 | 1 | 1 | 1 | 674 | 0
2018-01-29 02:00 | 1 | 1 | 1 | 2 | 675 | 0
2018-01-29 03:00 | 1 | 1 | 1 | 3 | 676 | 0
2018-01-29 04:00 | 1 | 1 | 1 | 4 | 677 | 0
2018-01-29 05:00 | 1 | 1 | 1 | 5 | 678 | 0
2018-01-29 06:00 | 1 | 1 | 1 | 6 | 679 | 0
2018-01-29 07:00 | 1 | 1 | 1 | 7 | 680 | 0.0017298
2018-01-29 08:00 | 1 | 1 | 1 | 8 | 681 | 0.10941
2018-01-29 09:00 | 1 | 1 | 1 | 9 | 682 | 0.2527
2018-01-29 10:00 | 1 | 1 | 1 | 10 | 683 | 0.3245
2018-01-29 11:00 | 1 | 1 | 1 | 11 | 684 | 0.35088
2018-01-29 12:00 | 1 | 1 | 1 | 12 | 685 | 0.37155
2018-01-29 13:00 | 1 | 1 | 1 | 13 | 686 | 0.35049
2018-01-29 14:00 | 1 | 1 | 1 | 14 | 687 | 0.32587
2018-01-29 15:00 | 1 | 1 | 1 | 15 | 688 | 0.25513
2018-01-29 16:00 | 1 | 1 | 1 | 16 | 689 | 0.13134
2018-01-29 17:00 | 1 | 1 | 1 | 17 | 690 | 0.0072462
2018-01-29 18:00 | 1 | 1 | 1 | 18 | 691 | 0
2018-01-29 19:00 | 1 | 1 | 1 | 19 | 692 | 0
2018-01-29 20:00 | 1 | 1 | 1 | 20 | 693 | 0
2018-01-29 21:00 | 1 | 1 | 1 | 21 | 694 | 0
2018-01-29 22:00 | 1 | 1 | 1 | 22 | 695 | 0
2018-01-29 23:00 | 1 | 1 | 1 | 23 | 696 | 0
2018-01-30 | 1 | 2 | 1 | 0 | 697 | 0
2018-01-30 01:00 | 1 | 2 | 1 | 1 | 698 | 0
2018-01-30 02:00 | 1 | 2 | 1 | 2 | 699 | 0
2018-01-30 03:00 | 1 | 2 | 1 | 3 | 700 | 0
2018-01-30 04:00 | 1 | 2 | 1 | 4 | 701 | 0
2018-01-30 05:00 | 1 | 2 | 1 | 5 | 702 | 0
2018-01-30 06:00 | 1 | 2 | 1 | 6 | 703 | 0
2018-01-30 07:00 | 1 | 2 | 1 | 7 | 704 | 0.0030609
2018-01-30 08:00 | 1 | 2 | 1 | 8 | 705 | 0.11068
2018-01-30 09:00 | 1 | 2 | 1 | 9 | 706 | 0.22898
2018-01-30 10:00 | 1 | 2 | 1 | 10 | 707 | 0.30724
2018-01-30 11:00 | 1 | 2 | 1 | 11 | 708 | 0.34282
2018-01-30 12:00 | 1 | 2 | 1 | 12 | 709 | 0.34874
2018-01-30 13:00 | 1 | 2 | 1 | 13 | 710 | 0.32978
2018-01-30 14:00 | 1 | 2 | 1 | 14 | 711 | 0.29495
2018-01-30 15:00 | 1 | 2 | 1 | 15 | 712 | 0.24231
2018-01-30 16:00 | 1 | 2 | 1 | 16 | 713 | 0.12457
2018-01-30 17:00 | 1 | 2 | 1 | 17 | 714 | 0.0079592
2018-01-30 18:00 | 1 | 2 | 1 | 18 | 715 | 0
2018-01-30 19:00 | 1 | 2 | 1 | 19 | 716 | 0
2018-01-30 20:00 | 1 | 2 | 1 | 20 | 717 | 0
2018-01-30 21:00 | 1 | 2 | 1 | 21 | 718 | 0
2018-01-30 22:00 | 1 | 2 | 1 | 22 | 719 | 0
2018-01-30 23:00 | 1 | 2 | 1 | 23 | 720 | 0
2018-01-31 | 1 | 3 | 1 | 0 | 721 | 0
2018-01-31 01:00 | 1 | 3 | 1 | 1 | 722 | 0
2018-01-31 02:00 | 1 | 3 | 1 | 2 | 723 | 0
2018-01-31 03:00 | 1 | 3 | 1 | 3 | 724 | 0
2018-01-31 04:00 | 1 | 3 | 1 | 4 | 725 | 0
2018-01-31 05:00 | 1 | 3 | 1 | 5 | 726 | 0
2018-01-31 06:00 | 1 | 3 | 1 | 6 | 727 | 0
2018-01-31 07:00 | 1 | 3 | 1 | 7 | 728 | 0.0025502
2018-01-31 08:00 | 1 | 3 | 1 | 8 | 729 | 0.10681
2018-01-31 09:00 | 1 | 3 | 1 | 9 | 730 | 0.23881
2018-01-31 10:00 | 1 | 3 | 1 | 10 | 731 | 0.3171
2018-01-31 11:00 | 1 | 3 | 1 | 11 | 732 | 0.3582
2018-01-31 12:00 | 1 | 3 | 1 | 12 | 733 | 0.36337
2018-01-31 13:00 | 1 | 3 | 1 | 13 | 734 | 0.36011
2018-01-31 14:00 | 1 | 3 | 1 | 14 | 735 | 0.29892
2018-01-31 15:00 | 1 | 3 | 1 | 15 | 736 | 0.23414
2018-01-31 16:00 | 1 | 3 | 1 | 16 | 737 | 0.14759
2018-01-31 17:00 | 1 | 3 | 1 | 17 | 738 | 0.010405
2018-01-31 18:00 | 1 | 3 | 1 | 18 | 739 | 0
2018-01-31 19:00 | 1 | 3 | 1 | 19 | 740 | 0
2018-01-31 20:00 | 1 | 3 | 1 | 20 | 741 | 0
2018-01-31 21:00 | 1 | 3 | 1 | 21 | 742 | 0
2018-01-31 22:00 | 1 | 3 | 1 | 22 | 743 | 0
2018-01-31 23:00 | 1 | 3 | 1 | 23 | 744 | 0
2018-02-01 | 2 | 4 | 1 | 0 | 745 | 0
2018-02-01 01:00 | 2 | 4 | 1 | 1 | 746 | 0
2018-02-01 02:00 | 2 | 4 | 1 | 2 | 747 | 0
2018-02-01 03:00 | 2 | 4 | 1 | 3 | 748 | 0
2018-02-01 04:00 | 2 | 4 | 1 | 4 | 749 | 0
2018-02-01 05:00 | 2 | 4 | 1 | 5 | 750 | 0
2018-02-01 06:00 | 2 | 4 | 1 | 6 | 751 | 0
2018-02-01 07:00 | 2 | 4 | 1 | 7 | 752 | 0.0022321
2018-02-01 08:00 | 2 | 4 | 1 | 8 | 753 | 0.10353
2018-02-01 09:00 | 2 | 4 | 1 | 9 | 754 | 0.22148
2018-02-01 10:00 | 2 | 4 | 1 | 10 | 755 | 0.32423
2018-02-01 11:00 | 2 | 4 | 1 | 11 | 756 | 0.34802
2018-02-01 12:00 | 2 | 4 | 1 | 12 | 757 | 0.33446
2018-02-01 13:00 | 2 | 4 | 1 | 13 | 758 | 0.32308
2018-02-01 14:00 | 2 | 4 | 1 | 14 | 759 | 0.26838
2018-02-01 15:00 | 2 | 4 | 1 | 15 | 760 | 0.22252
2018-02-01 16:00 | 2 | 4 | 1 | 16 | 761 | 0.13319
2018-02-01 17:00 | 2 | 4 | 1 | 17 | 762 | 0.0089791
2018-02-01 18:00 | 2 | 4 | 1 | 18 | 763 | 0
2018-02-01 19:00 | 2 | 4 | 1 | 19 | 764 | 0
2018-02-01 20:00 | 2 | 4 | 1 | 20 | 765 | 0
2018-02-01 21:00 | 2 | 4 | 1 | 21 | 766 | 0
2018-02-01 22:00 | 2 | 4 | 1 | 22 | 767 | 0
2018-02-01 23:00 | 2 | 4 | 1 | 23 | 768 | 0
2018-02-02 | 2 | 5 | 1 | 0 | 769 | 0
2018-02-02 01:00 | 2 | 5 | 1 | 1 | 770 | 0
2018-02-02 02:00 | 2 | 5 | 1 | 2 | 771 | 0
2018-02-02 03:00 | 2 | 5 | 1 | 3 | 772 | 0
2018-02-02 04:00 | 2 | 5 | 1 | 4 | 773 | 0
2018-02-02 05:00 | 2 | 5 | 1 | 5 | 774 | 0
2018-02-02 06:00 | 2 | 5 | 1 | 6 | 775 | 0
2018-02-02 07:00 | 2 | 5 | 1 | 7 | 776 | 0.0022388
2018-02-02 08:00 | 2 | 5 | 1 | 8 | 777 | 0.083331
2018-02-02 09:00 | 2 | 5 | 1 | 9 | 778 | 0.17727
2018-02-02 10:00 | 2 | 5 | 1 | 10 | 779 | 0.2659
2018-02-02 11:00 | 2 | 5 | 1 | 11 | 780 | 0.30309
2018-02-02 12:00 | 2 | 5 | 1 | 12 | 781 | 0.31873
2018-02-02 13:00 | 2 | 5 | 1 | 13 | 782 | 0.28665
2018-02-02 14:00 | 2 | 5 | 1 | 14 | 783 | 0.27309
2018-02-02 15:00 | 2 | 5 | 1 | 15 | 784 | 0.21357
2018-02-02 16:00 | 2 | 5 | 1 | 16 | 785 | 0.13832
2018-02-02 17:00 | 2 | 5 | 1 | 17 | 786 | 0.011093
2018-02-02 18:00 | 2 | 5 | 1 | 18 | 787 | 0
2018-02-02 19:00 | 2 | 5 | 1 | 19 | 788 | 0
2018-02-02 20:00 | 2 | 5 | 1 | 20 | 789 | 0
2018-02-02 21:00 | 2 | 5 | 1 | 21 | 790 | 0
2018-02-02 22:00 | 2 | 5 | 1 | 22 | 791 | 0
2018-02-02 23:00 | 2 | 5 | 1 | 23 | 792 | 0
2018-02-03 | 2 | 6 | 2 | 0 | 793 | 0
2018-02-03 01:00 | 2 | 6 | 2 | 1 | 794 | 0
2018-02-03 02:00 | 2 | 6 | 2 | 2 | 795 | 0
2018-02-03 03:00 | 2 | 6 | 2 | 3 | 796 | 0
2018-02-03 04:00 | 2 | 6 | 2 | 4 | 797 | 0
2018-02-03 05:00 | 2 | 6 | 2 | 5 | 798 | 0
2018-02-03 06:00 | 2 | 6 | 2 | 6 | 799 | 0
2018-02-03 07:00 | 2 | 6 | 2 | 7 | 800 | 0.0041276
2018-02-03 08:00 | 2 | 6 | 2 | 8 | 801 | 0.11657
2018-02-03 09:00 | 2 | 6 | 2 | 9 | 802 | 0.27281
2018-02-03 10:00 | 2 | 6 | 2 | 10 | 803 | 0.35574
2018-02-03 11:00 | 2 | 6 | 2 | 11 | 804 | 0.43001
2018-02-03 12:00 | 2 | 6 | 2 | 12 | 805 | 0.42501
2018-02-03 13:00 | 2 | 6 | 2 | 13 | 806 | 0.40599
2018-02-03 14:00 | 2 | 6 | 2 | 14 | 807 | 0.33955
2018-02-03 15:00 | 2 | 6 | 2 | 15 | 808 | 0.26872
2018-02-03 16:00 | 2 | 6 | 2 | 16 | 809 | 0.16545
2018-02-03 17:00 | 2 | 6 | 2 | 17 | 810 | 0.015156
2018-02-03 18:00 | 2 | 6 | 2 | 18 | 811 | 0
2018-02-03 19:00 | 2 | 6 | 2 | 19 | 812 | 0
2018-02-03 20:00 | 2 | 6 | 2 | 20 | 813 | 0
2018-02-03 21:00 | 2 | 6 | 2 | 21 | 814 | 0
2018-02-03 22:00 | 2 | 6 | 2 | 22 | 815 | 0
2018-02-03 23:00 | 2 | 6 | 2 | 23 | 816 | 0
2018-02-04 | 2 | 7 | 2 | 0 | 817 | 0
2018-02-04 01:00 | 2 | 7 | 2 | 1 | 818 | 0
2018-02-04 02:00 | 2 | 7 | 2 | 2 | 819 | 0
2018-02-04 03:00 | 2 | 7 | 2 | 3 | 820 | 0
2018-02-04 04:00 | 2 | 7 | 2 | 4 | 821 | 0
2018-02-04 05:00 | 2 | 7 | 2 | 5 | 822 | 0
2018-02-04 06:00 | 2 | 7 | 2 | 6 | 823 | 0
2018-02-04 07:00 | 2 | 7 | 2 | 7 | 824 | 0.0042665
2018-02-04 08:00 | 2 | 7 | 2 | 8 | 825 | 0.10748
2018-02-04 09:00 | 2 | 7 | 2 | 9 | 826 | 0.23453
2018-02-04 10:00 | 2 | 7 | 2 | 10 | 827 | 0.31677
2018-02-04 11:00 | 2 | 7 | 2 | 11 | 828 | 0.322
2018-02-04 12:00 | 2 | 7 | 2 | 12 | 829 | 0.34151
2018-02-04 13:00 | 2 | 7 | 2 | 13 | 830 | 0.32245
2018-02-04 14:00 | 2 | 7 | 2 | 14 | 831 | 0.2785
2018-02-04 15:00 | 2 | 7 | 2 | 15 | 832 | 0.23895
2018-02-04 16:00 | 2 | 7 | 2 | 16 | 833 | 0.14947
2018-02-04 17:00 | 2 | 7 | 2 | 17 | 834 | 0.014086
2018-02-04 18:00 | 2 | 7 | 2 | 18 | 835 | 0
2018-02-04 19:00 | 2 | 7 | 2 | 19 | 836 | 0
2018-02-04 20:00 | 2 | 7 | 2 | 20 | 837 | 0
2018-02-04 21:00 | 2 | 7 | 2 | 21 | 838 | 0
2018-02-04 22:00 | 2 | 7 | 2 | 22 | 839 | 0
2018-02-04 23:00 | 2 | 7 | 2 | 23 | 840 | 0
2018-02-05 | 2 | 1 | 1 | 0 | 841 | 0
2018-02-05 01:00 | 2 | 1 | 1 | 1 | 842 | 0
2018-02-05 02:00 | 2 | 1 | 1 | 2 | 843 | 0
2018-02-05 03:00 | 2 | 1 | 1 | 3 | 844 | 0
2018-02-05 04:00 | 2 | 1 | 1 | 4 | 845 | 0
2018-02-05 05:00 | 2 | 1 | 1 | 5 | 846 | 0
2018-02-05 06:00 | 2 | 1 | 1 | 6 | 847 | 0
2018-02-05 07:00 | 2 | 1 | 1 | 7 | 848 | 0.0066826
2018-02-05 08:00 | 2 | 1 | 1 | 8 | 849 | 0.11775
2018-02-05 09:00 | 2 | 1 | 1 | 9 | 850 | 0.24689
2018-02-05 10:00 | 2 | 1 | 1 | 10 | 851 | 0.34202
2018-02-05 11:00 | 2 | 1 | 1 | 11 | 852 | 0.38604
2018-02-05 12:00 | 2 | 1 | 1 | 12 | 853 | 0.40338
2018-02-05 13:00 | 2 | 1 | 1 | 13 | 854 | 0.34156
2018-02-05 14:00 | 2 | 1 | 1 | 14 | 855 | 0.31232
2018-02-05 15:00 | 2 | 1 | 1 | 15 | 856 | 0.23924
2018-02-05 16:00 | 2 | 1 | 1 | 16 | 857 | 0.15763
2018-02-05 17:00 | 2 | 1 | 1 | 17 | 858 | 0.015685
2018-02-05 18:00 | 2 | 1 | 1 | 18 | 859 | 0
2018-02-05 19:00 | 2 | 1 | 1 | 19 | 860 | 0
2018-02-05 20:00 | 2 | 1 | 1 | 20 | 861 | 0
2018-02-05 21:00 | 2 | 1 | 1 | 21 | 862 | 0
2018-02-05 22:00 | 2 | 1 | 1 | 22 | 863 | 0
2018-02-05 23:00 | 2 | 1 | 1 | 23 | 864 | 0
2018-02-06 | 2 | 2 | 1 | 0 | 865 | 0
2018-02-06 01:00 | 2 | 2 | 1 | 1 | 866 | 0
2018-02-06 02:00 | 2 | 2 | 1 | 2 | 867 | 0
2018-02-06 03:00 | 2 | 2 | 1 | 3 | 868 | 0
2018-02-06 04:00 | 2 | 2 | 1 | 4 | 869 | 0
2018-02-06 05:00 | 2 | 2 | 1 | 5 | 870 | 0
2018-02-06 06:00 | 2 | 2 | 1 | 6 | 871 | 0
2018-02-06 07:00 | 2 | 2 | 1 | 7 | 872 | 0.0045362
2018-02-06 08:00 | 2 | 2 | 1 | 8 | 873 | 0.1124
2018-02-06 09:00 | 2 | 2 | 1 | 9 | 874 | 0.23725
2018-02-06 10:00 | 2 | 2 | 1 | 10 | 875 | 0.32794
2018-02-06 11:00 | 2 | 2 | 1 | 11 | 876 | 0.37452
2018-02-06 12:00 | 2 | 2 | 1 | 12 | 877 | 0.37696
2018-02-06 13:00 | 2 | 2 | 1 | 13 | 878 | 0.32152
2018-02-06 14:00 | 2 | 2 | 1 | 14 | 879 | 0.27027
2018-02-06 15:00 | 2 | 2 | 1 | 15 | 880 | 0.23137
2018-02-06 16:00 | 2 | 2 | 1 | 16 | 881 | 0.15356
2018-02-06 17:00 | 2 | 2 | 1 | 17 | 882 | 0.015992
2018-02-06 18:00 | 2 | 2 | 1 | 18 | 883 | 0
2018-02-06 19:00 | 2 | 2 | 1 | 19 | 884 | 0
2018-02-06 20:00 | 2 | 2 | 1 | 20 | 885 | 0
2018-02-06 21:00 | 2 | 2 | 1 | 21 | 886 | 0
2018-02-06 22:00 | 2 | 2 | 1 | 22 | 887 | 0
2018-02-06 23:00 | 2 | 2 | 1 | 23 | 888 | 0
2018-02-07 | 2 | 3 | 1 | 0 | 889 | 0
2018-02-07 01:00 | 2 | 3 | 1 | 1 | 890 | 0
2018-02-07 02:00 | 2 | 3 | 1 | 2 | 891 | 0
2018-02-07 03:00 | 2 | 3 | 1 | 3 | 892 | 0
2018-02-07 04:00 | 2 | 3 | 1 | 4 | 893 | 0
2018-02-07 05:00 | 2 | 3 | 1 | 5 | 894 | 0
2018-02-07 06:00 | 2 | 3 | 1 | 6 | 895 | 0
2018-02-07 07:00 | 2 | 3 | 1 | 7 | 896 | 0.0051931
2018-02-07 08:00 | 2 | 3 | 1 | 8 | 897 | 0.11785
2018-02-07 09:00 | 2 | 3 | 1 | 9 | 898 | 0.24236
2018-02-07 10:00 | 2 | 3 | 1 | 10 | 899 | 0.33318
2018-02-07 11:00 | 2 | 3 | 1 | 11 | 900 | 0.37958
2018-02-07 12:00 | 2 | 3 | 1 | 12 | 901 | 0.38608
2018-02-07 13:00 | 2 | 3 | 1 | 13 | 902 | 0.34423
2018-02-07 14:00 | 2 | 3 | 1 | 14 | 903 | 0.31523
2018-02-07 15:00 | 2 | 3 | 1 | 15 | 904 | 0.26661
2018-02-07 16:00 | 2 | 3 | 1 | 16 | 905 | 0.16224
2018-02-07 17:00 | 2 | 3 | 1 | 17 | 906 | 0.018819
2018-02-07 18:00 | 2 | 3 | 1 | 18 | 907 | 0
2018-02-07 19:00 | 2 | 3 | 1 | 19 | 908 | 0
2018-02-07 20:00 | 2 | 3 | 1 | 20 | 909 | 0
2018-02-07 21:00 | 2 | 3 | 1 | 21 | 910 | 0
2018-02-07 22:00 | 2 | 3 | 1 | 22 | 911 | 0
2018-02-07 23:00 | 2 | 3 | 1 | 23 | 912 | 0
2018-02-08 | 2 | 4 | 1 | 0 | 913 | 0
2018-02-08 01:00 | 2 | 4 | 1 | 1 | 914 | 0
2018-02-08 02:00 | 2 | 4 | 1 | 2 | 915 | 0
2018-02-08 03:00 | 2 | 4 | 1 | 3 | 916 | 0
2018-02-08 04:00 | 2 | 4 | 1 | 4 | 917 | 0
2018-02-08 05:00 | 2 | 4 | 1 | 5 | 918 | 0
2018-02-08 06:00 | 2 | 4 | 1 | 6 | 919 | 0
2018-02-08 07:00 | 2 | 4 | 1 | 7 | 920 | 0.0062929
2018-02-08 08:00 | 2 | 4 | 1 | 8 | 921 | 0.12236
2018-02-08 09:00 | 2 | 4 | 1 | 9 | 922 | 0.25411
2018-02-08 10:00 | 2 | 4 | 1 | 10 | 923 | 0.3545
2018-02-08 11:00 | 2 | 4 | 1 | 11 | 924 | 0.39896
2018-02-08 12:00 | 2 | 4 | 1 | 12 | 925 | 0.41799
2018-02-08 13:00 | 2 | 4 | 1 | 13 | 926 | 0.36966
2018-02-08 14:00 | 2 | 4 | 1 | 14 | 927 | 0.31031
2018-02-08 15:00 | 2 | 4 | 1 | 15 | 928 | 0.25997
2018-02-08 16:00 | 2 | 4 | 1 | 16 | 929 | 0.16276
2018-02-08 17:00 | 2 | 4 | 1 | 17 | 930 | 0.020196
2018-02-08 18:00 | 2 | 4 | 1 | 18 | 931 | 0
2018-02-08 19:00 | 2 | 4 | 1 | 19 | 932 | 0
2018-02-08 20:00 | 2 | 4 | 1 | 20 | 933 | 0
2018-02-08 21:00 | 2 | 4 | 1 | 21 | 934 | 0
2018-02-08 22:00 | 2 | 4 | 1 | 22 | 935 | 0
2018-02-08 23:00 | 2 | 4 | 1 | 23 | 936 | 0
2018-02-09 | 2 | 5 | 1 | 0 | 937 | 0
2018-02-09 01:00 | 2 | 5 | 1 | 1 | 938 | 0
2018-02-09 02:00 | 2 | 5 | 1 | 2 | 939 | 0
2018-02-09 03:00 | 2 | 5 | 1 | 3 | 940 | 0
2018-02-09 04:00 | 2 | 5 | 1 | 4 | 941 | 0
2018-02-09 05:00 | 2 | 5 | 1 | 5 | 942 | 0
2018-02-09 06:00 | 2 | 5 | 1 | 6 | 943 | 0
2018-02-09 07:00 | 2 | 5 | 1 | 7 | 944 | 0.0042567
2018-02-09 08:00 | 2 | 5 | 1 | 8 | 945 | 0.10213
2018-02-09 09:00 | 2 | 5 | 1 | 9 | 946 | 0.20919
2018-02-09 10:00 | 2 | 5 | 1 | 10 | 947 | 0.26358
2018-02-09 11:00 | 2 | 5 | 1 | 11 | 948 | 0.25968
2018-02-09 12:00 | 2 | 5 | 1 | 12 | 949 | 0.26425
2018-02-09 13:00 | 2 | 5 | 1 | 13 | 950 | 0.25246
2018-02-09 14:00 | 2 | 5 | 1 | 14 | 951 | 0.2587
2018-02-09 15:00 | 2 | 5 | 1 | 15 | 952 | 0.19863
2018-02-09 16:00 | 2 | 5 | 1 | 16 | 953 | 0.13797
2018-02-09 17:00 | 2 | 5 | 1 | 17 | 954 | 0.017227
2018-02-09 18:00 | 2 | 5 | 1 | 18 | 955 | 0
2018-02-09 19:00 | 2 | 5 | 1 | 19 | 956 | 0
2018-02-09 20:00 | 2 | 5 | 1 | 20 | 957 | 0
2018-02-09 21:00 | 2 | 5 | 1 | 21 | 958 | 0
2018-02-09 22:00 | 2 | 5 | 1 | 22 | 959 | 0
2018-02-09 23:00 | 2 | 5 | 1 | 23 | 960 | 0
2018-02-10 | 2 | 6 | 2 | 0 | 961 | 0
2018-02-10 01:00 | 2 | 6 | 2 | 1 | 962 | 0
2018-02-10 02:00 | 2 | 6 | 2 | 2 | 963 | 0
2018-02-10 03:00 | 2 | 6 | 2 | 3 | 964 | 0
2018-02-10 04:00 | 2 | 6 | 2 | 4 | 965 | 0
2018-02-10 05:00 | 2 | 6 | 2 | 5 | 966 | 0
2018-02-10 06:00 | 2 | 6 | 2 | 6 | 967 | 0
2018-02-10 07:00 | 2 | 6 | 2 | 7 | 968 | 0.0083519
2018-02-10 08:00 | 2 | 6 | 2 | 8 | 969 | 0.11735
2018-02-10 09:00 | 2 | 6 | 2 | 9 | 970 | 0.2416
2018-02-10 10:00 | 2 | 6 | 2 | 10 | 971 | 0.31714
2018-02-10 11:00 | 2 | 6 | 2 | 11 | 972 | 0.32205
2018-02-10 12:00 | 2 | 6 | 2 | 12 | 973 | 0.35901
2018-02-10 13:00 | 2 | 6 | 2 | 13 | 974 | 0.32354
2018-02-10 14:00 | 2 | 6 | 2 | 14 | 975 | 0.27239
2018-02-10 15:00 | 2 | 6 | 2 | 15 | 976 | 0.24817
2018-02-10 16:00 | 2 | 6 | 2 | 16 | 977 | 0.16847
2018-02-10 17:00 | 2 | 6 | 2 | 17 | 978 | 0.02215
2018-02-10 18:00 | 2 | 6 | 2 | 18 | 979 | 0
2018-02-10 19:00 | 2 | 6 | 2 | 19 | 980 | 0
2018-02-10 20:00 | 2 | 6 | 2 | 20 | 981 | 0
2018-02-10 21:00 | 2 | 6 | 2 | 21 | 982 | 0
2018-02-10 22:00 | 2 | 6 | 2 | 22 | 983 | 0
2018-02-10 23:00 | 2 | 6 | 2 | 23 | 984 | 0
2018-02-11 | 2 | 7 | 2 | 0 | 985 | 0
2018-02-11 01:00 | 2 | 7 | 2 | 1 | 986 | 0
2018-02-11 02:00 | 2 | 7 | 2 | 2 | 987 | 0
2018-02-11 03:00 | 2 | 7 | 2 | 3 | 988 | 0
2018-02-11 04:00 | 2 | 7 | 2 | 4 | 989 | 0
2018-02-11 05:00 | 2 | 7 | 2 | 5 | 990 | 0
2018-02-11 06:00 | 2 | 7 | 2 | 6 | 991 | 0
2018-02-11 07:00 | 2 | 7 | 2 | 7 | 992 | 0.0089836
2018-02-11 08:00 | 2 | 7 | 2 | 8 | 993 | 0.12415
2018-02-11 09:00 | 2 | 7 | 2 | 9 | 994 | 0.25145
2018-02-11 10:00 | 2 | 7 | 2 | 10 | 995 | 0.33933
2018-02-11 11:00 | 2 | 7 | 2 | 11 | 996 | 0.37557
2018-02-11 12:00 | 2 | 7 | 2 | 12 | 997 | 0.3848
2018-02-11 13:00 | 2 | 7 | 2 | 13 | 998 | 0.34416
2018-02-11 14:00 | 2 | 7 | 2 | 14 | 999 | 0.32487
2018-02-11 15:00 | 2 | 7 | 2 | 15 | 1000 | 0.26777
2018-02-11 16:00 | 2 | 7 | 2 | 16 | 1001 | 0.16279
2018-02-11 17:00 | 2 | 7 | 2 | 17 | 1002 | 0.022426
2018-02-11 18:00 | 2 | 7 | 2 | 18 | 1003 | 0
2018-02-11 19:00 | 2 | 7 | 2 | 19 | 1004 | 0
2018-02-11 20:00 | 2 | 7 | 2 | 20 | 1005 | 0
2018-02-11 21:00 | 2 | 7 | 2 | 21 | 1006 | 0
2018-02-11 22:00 | 2 | 7 | 2 | 22 | 1007 | 0
2018-02-11 23:00 | 2 | 7 | 2 | 23 | 1008 | 0
2018-02-12 | 2 | 1 | 1 | 0 | 1009 | 0
2018-02-12 01:00 | 2 | 1 | 1 | 1 | 1010 | 0
2018-02-12 02:00 | 2 | 1 | 1 | 2 | 1011 | 0
2018-02-12 03:00 | 2 | 1 | 1 | 3 | 1012 | 0
2018-02-12 04:00 | 2 | 1 | 1 | 4 | 1013 | 0
2018-02-12 05:00 | 2 | 1 | 1 | 5 | 1014 | 0
2018-02-12 06:00 | 2 | 1 | 1 | 6 | 1015 | 0
2018-02-12 07:00 | 2 | 1 | 1 | 7 | 1016 | 0.0092547
2018-02-12 08:00 | 2 | 1 | 1 | 8 | 1017 | 0.12599
2018-02-12 09:00 | 2 | 1 | 1 | 9 | 1018 | 0.25389
2018-02-12 10:00 | 2 | 1 | 1 | 10 | 1019 | 0.37474
2018-02-12 11:00 | 2 | 1 | 1 | 11 | 1020 | 0.43484
2018-02-12 12:00 | 2 | 1 | 1 | 12 | 1021 | 0.46769
2018-02-12 13:00 | 2 | 1 | 1 | 13 | 1022 | 0.43199
2018-02-12 14:00 | 2 | 1 | 1 | 14 | 1023 | 0.39664
2018-02-12 15:00 | 2 | 1 | 1 | 15 | 1024 | 0.30802
2018-02-12 16:00 | 2 | 1 | 1 | 16 | 1025 | 0.18372
2018-02-12 17:00 | 2 | 1 | 1 | 17 | 1026 | 0.027578
2018-02-12 18:00 | 2 | 1 | 1 | 18 | 1027 | 0
2018-02-12 19:00 | 2 | 1 | 1 | 19 | 1028 | 0
2018-02-12 20:00 | 2 | 1 | 1 | 20 | 1029 | 0
2018-02-12 21:00 | 2 | 1 | 1 | 21 | 1030 | 0
2018-02-12 22:00 | 2 | 1 | 1 | 22 | 1031 | 0
2018-02-12 23:00 | 2 | 1 | 1 | 23 | 1032 | 0
2018-02-13 | 2 | 2 | 1 | 0 | 1033 | 0
2018-02-13 01:00 | 2 | 2 | 1 | 1 | 1034 | 0
2018-02-13 02:00 | 2 | 2 | 1 | 2 | 1035 | 0
2018-02-13 03:00 | 2 | 2 | 1 | 3 | 1036 | 0
2018-02-13 04:00 | 2 | 2 | 1 | 4 | 1037 | 0
2018-02-13 05:00 | 2 | 2 | 1 | 5 | 1038 | 0
2018-02-13 06:00 | 2 | 2 | 1 | 6 | 1039 | 0
2018-02-13 07:00 | 2 | 2 | 1 | 7 | 1040 | 0.0089815
2018-02-13 08:00 | 2 | 2 | 1 | 8 | 1041 | 0.11457
2018-02-13 09:00 | 2 | 2 | 1 | 9 | 1042 | 0.24077
2018-02-13 10:00 | 2 | 2 | 1 | 10 | 1043 | 0.28871
2018-02-13 11:00 | 2 | 2 | 1 | 11 | 1044 | 0.31743
2018-02-13 12:00 | 2 | 2 | 1 | 12 | 1045 | 0.34718
2018-02-13 13:00 | 2 | 2 | 1 | 13 | 1046 | 0.30034
2018-02-13 14:00 | 2 | 2 | 1 | 14 | 1047 | 0.27309
2018-02-13 15:00 | 2 | 2 | 1 | 15 | 1048 | 0.21498
2018-02-13 16:00 | 2 | 2 | 1 | 16 | 1049 | 0.15092
2018-02-13 17:00 | 2 | 2 | 1 | 17 | 1050 | 0.023252
2018-02-13 18:00 | 2 | 2 | 1 | 18 | 1051 | 0
2018-02-13 19:00 | 2 | 2 | 1 | 19 | 1052 | 0
2018-02-13 20:00 | 2 | 2 | 1 | 20 | 1053 | 0
2018-02-13 21:00 | 2 | 2 | 1 | 21 | 1054 | 0
2018-02-13 22:00 | 2 | 2 | 1 | 22 | 1055 | 0
2018-02-13 23:00 | 2 | 2 | 1 | 23 | 1056 | 0
2018-02-14 | 2 | 3 | 1 | 0 | 1057 | 0
2018-02-14 01:00 | 2 | 3 | 1 | 1 | 1058 | 0
2018-02-14 02:00 | 2 | 3 | 1 | 2 | 1059 | 0
2018-02-14 03:00 | 2 | 3 | 1 | 3 | 1060 | 0
2018-02-14 04:00 | 2 | 3 | 1 | 4 | 1061 | 0
2018-02-14 05:00 | 2 | 3 | 1 | 5 | 1062 | 0
2018-02-14 06:00 | 2 | 3 | 1 | 6 | 1063 | 0
2018-02-14 07:00 | 2 | 3 | 1 | 7 | 1064 | 0.0090399
2018-02-14 08:00 | 2 | 3 | 1 | 8 | 1065 | 0.11258
2018-02-14 09:00 | 2 | 3 | 1 | 9 | 1066 | 0.2157
2018-02-14 10:00 | 2 | 3 | 1 | 10 | 1067 | 0.3063
2018-02-14 11:00 | 2 | 3 | 1 | 11 | 1068 | 0.33569
2018-02-14 12:00 | 2 | 3 | 1 | 12 | 1069 | 0.35783
2018-02-14 13:00 | 2 | 3 | 1 | 13 | 1070 | 0.34119
2018-02-14 14:00 | 2 | 3 | 1 | 14 | 1071 | 0.29061
2018-02-14 15:00 | 2 | 3 | 1 | 15 | 1072 | 0.23862
2018-02-14 16:00 | 2 | 3 | 1 | 16 | 1073 | 0.16543
2018-02-14 17:00 | 2 | 3 | 1 | 17 | 1074 | 0.025784
2018-02-14 18:00 | 2 | 3 | 1 | 18 | 1075 | 0
2018-02-14 19:00 | 2 | 3 | 1 | 19 | 1076 | 0
2018-02-14 20:00 | 2 | 3 | 1 | 20 | 1077 | 0
2018-02-14 21:00 | 2 | 3 | 1 | 21 | 1078 | 0
2018-02-14 22:00 | 2 | 3 | 1 | 22 | 1079 | 0
2018-02-14 23:00 | 2 | 3 | 1 | 23 | 1080 | 0
2018-02-15 | 2 | 4 | 1 | 0 | 1081 | 0
2018-02-15 01:00 | 2 | 4 | 1 | 1 | 1082 | 0
2018-02-15 02:00 | 2 | 4 | 1 | 2 | 1083 | 0
2018-02-15 03:00 | 2 | 4 | 1 | 3 | 1084 | 0
2018-02-15 04:00 | 2 | 4 | 1 | 4 | 1085 | 0
2018-02-15 05:00 | 2 | 4 | 1 | 5 | 1086 | 0
2018-02-15 06:00 | 2 | 4 | 1 | 6 | 1087 | 0
2018-02-15 07:00 | 2 | 4 | 1 | 7 | 1088 | 0.020597
2018-02-15 08:00 | 2 | 4 | 1 | 8 | 1089 | 0.16458
2018-02-15 09:00 | 2 | 4 | 1 | 9 | 1090 | 0.30338
2018-02-15 10:00 | 2 | 4 | 1 | 10 | 1091 | 0.39969
2018-02-15 11:00 | 2 | 4 | 1 | 11 | 1092 | 0.44093
2018-02-15 12:00 | 2 | 4 | 1 | 12 | 1093 | 0.48676
2018-02-15 13:00 | 2 | 4 | 1 | 13 | 1094 | 0.44331
2018-02-15 14:00 | 2 | 4 | 1 | 14 | 1095 | 0.37739
2018-02-15 15:00 | 2 | 4 | 1 | 15 | 1096 | 0.29266
2018-02-15 16:00 | 2 | 4 | 1 | 16 | 1097 | 0.18021
2018-02-15 17:00 | 2 | 4 | 1 | 17 | 1098 | 0.029736
2018-02-15 18:00 | 2 | 4 | 1 | 18 | 1099 | 0
2018-02-15 19:00 | 2 | 4 | 1 | 19 | 1100 | 0
2018-02-15 20:00 | 2 | 4 | 1 | 20 | 1101 | 0
2018-02-15 21:00 | 2 | 4 | 1 | 21 | 1102 | 0
2018-02-15 22:00 | 2 | 4 | 1 | 22 | 1103 | 0
2018-02-15 23:00 | 2 | 4 | 1 | 23 | 1104 | 0
2018-02-16 | 2 | 5 | 1 | 0 | 1105 | 0
2018-02-16 01:00 | 2 | 5 | 1 | 1 | 1106 | 0
2018-02-16 02:00 | 2 | 5 | 1 | 2 | 1107 | 0
2018-02-16 03:00 | 2 | 5 | 1 | 3 | 1108 | 0
2018-02-16 04:00 | 2 | 5 | 1 | 4 | 1109 | 0
2018-02-16 05:00 | 2 | 5 | 1 | 5 | 1110 | 0
2018-02-16 06:00 | 2 | 5 | 1 | 6 | 1111 | 0
2018-02-16 07:00 | 2 | 5 | 1 | 7 | 1112 | 0.015095
2018-02-16 08:00 | 2 | 5 | 1 | 8 | 1113 | 0.14495
2018-02-16 09:00 | 2 | 5 | 1 | 9 | 1114 | 0.27859
2018-02-16 10:00 | 2 | 5 | 1 | 10 | 1115 | 0.35664
2018-02-16 11:00 | 2 | 5 | 1 | 11 | 1116 | 0.41983
2018-02-16 12:00 | 2 | 5 | 1 | 12 | 1117 | 0.42511
2018-02-16 13:00 | 2 | 5 | 1 | 13 | 1118 | 0.39301
2018-02-16 14:00 | 2 | 5 | 1 | 14 | 1119 | 0.32374
2018-02-16 15:00 | 2 | 5 | 1 | 15 | 1120 | 0.26542
2018-02-16 16:00 | 2 | 5 | 1 | 16 | 1121 | 0.18848
2018-02-16 17:00 | 2 | 5 | 1 | 17 | 1122 | 0.034427
2018-02-16 18:00 | 2 | 5 | 1 | 18 | 1123 | 0
2018-02-16 19:00 | 2 | 5 | 1 | 19 | 1124 | 0
2018-02-16 20:00 | 2 | 5 | 1 | 20 | 1125 | 0
2018-02-16 21:00 | 2 | 5 | 1 | 21 | 1126 | 0
2018-02-16 22:00 | 2 | 5 | 1 | 22 | 1127 | 0
2018-02-16 23:00 | 2 | 5 | 1 | 23 | 1128 | 0
2018-02-17 | 2 | 6 | 2 | 0 | 1129 | 0
2018-02-17 01:00 | 2 | 6 | 2 | 1 | 1130 | 0
2018-02-17 02:00 | 2 | 6 | 2 | 2 | 1131 | 0
2018-02-17 03:00 | 2 | 6 | 2 | 3 | 1132 | 0
2018-02-17 04:00 | 2 | 6 | 2 | 4 | 1133 | 0
2018-02-17 05:00 | 2 | 6 | 2 | 5 | 1134 | 0
2018-02-17 06:00 | 2 | 6 | 2 | 6 | 1135 | 0
2018-02-17 07:00 | 2 | 6 | 2 | 7 | 1136 | 0.016707
2018-02-17 08:00 | 2 | 6 | 2 | 8 | 1137 | 0.13341
2018-02-17 09:00 | 2 | 6 | 2 | 9 | 1138 | 0.26052
2018-02-17 10:00 | 2 | 6 | 2 | 10 | 1139 | 0.35426
2018-02-17 11:00 | 2 | 6 | 2 | 11 | 1140 | 0.4126
2018-02-17 12:00 | 2 | 6 | 2 | 12 | 1141 | 0.43176
2018-02-17 13:00 | 2 | 6 | 2 | 13 | 1142 | 0.41567
2018-02-17 14:00 | 2 | 6 | 2 | 14 | 1143 | 0.36098
2018-02-17 15:00 | 2 | 6 | 2 | 15 | 1144 | 0.29759
2018-02-17 16:00 | 2 | 6 | 2 | 16 | 1145 | 0.19962
2018-02-17 17:00 | 2 | 6 | 2 | 17 | 1146 | 0.038041
2018-02-17 18:00 | 2 | 6 | 2 | 18 | 1147 | 0
2018-02-17 19:00 | 2 | 6 | 2 | 19 | 1148 | 0
2018-02-17 20:00 | 2 | 6 | 2 | 20 | 1149 | 0
2018-02-17 21:00 | 2 | 6 | 2 | 21 | 1150 | 0
2018-02-17 22:00 | 2 | 6 | 2 | 22 | 1151 | 0
2018-02-17 23:00 | 2 | 6 | 2 | 23 | 1152 | 0
2018-02-18 | 2 | 7 | 2 | 0 | 1153 | 0
2018-02-18 01:00 | 2 | 7 | 2 | 1 | 1154 | 0
2018-02-18 02:00 | 2 | 7 | 2 | 2 | 1155 | 0
2018-02-18 03:00 | 2 | 7 | 2 | 3 | 1156 | 0
2018-02-18 04:00 | 2 | 7 | 2 | 4 | 1157 | 0
2018-02-18 05:00 | 2 | 7 | 2 | 5 | 1158 | 0
2018-02-18 06:00 | 2 | 7 | 2 | 6 | 1159 | 0
2018-02-18 07:00 | 2 | 7 | 2 | 7 | 1160 | 0.020825
2018-02-18 08:00 | 2 | 7 | 2 | 8 | 1161 | 0.15597
2018-02-18 09:00 | 2 | 7 | 2 | 9 | 1162 | 0.31017
2018-02-18 10:00 | 2 | 7 | 2 | 10 | 1163 | 0.41396
2018-02-18 11:00 | 2 | 7 | 2 | 11 | 1164 | 0.46738
2018-02-18 12:00 | 2 | 7 | 2 | 12 | 1165 | 0.4465
2018-02-18 13:00 | 2 | 7 | 2 | 13 | 1166 | 0.41054
2018-02-18 14:00 | 2 | 7 | 2 | 14 | 1167 | 0.36592
2018-02-18 15:00 | 2 | 7 | 2 | 15 | 1168 | 0.30096
2018-02-18 16:00 | 2 | 7 | 2 | 16 | 1169 | 0.19279
2018-02-18 17:00 | 2 | 7 | 2 | 17 | 1170 | 0.038123
2018-02-18 18:00 | 2 | 7 | 2 | 18 | 1171 | 0
2018-02-18 19:00 | 2 | 7 | 2 | 19 | 1172 | 0
2018-02-18 20:00 | 2 | 7 | 2 | 20 | 1173 | 0
2018-02-18 21:00 | 2 | 7 | 2 | 21 | 1174 | 0
2018-02-18 22:00 | 2 | 7 | 2 | 22 | 1175 | 0
2018-02-18 23:00 | 2 | 7 | 2 | 23 | 1176 | 0
2018-02-19 | 2 | 1 | 1 | 0 | 1177 | 0
2018-02-19 01:00 | 2 | 1 | 1 | 1 | 1178 | 0
2018-02-19 02:00 | 2 | 1 | 1 | 2 | 1179 | 0
2018-02-19 03:00 | 2 | 1 | 1 | 3 | 1180 | 0
2018-02-19 04:00 | 2 | 1 | 1 | 4 | 1181 | 0
2018-02-19 05:00 | 2 | 1 | 1 | 5 | 1182 | 0
2018-02-19 06:00 | 2 | 1 | 1 | 6 | 1183 | 0
2018-02-19 07:00 | 2 | 1 | 1 | 7 | 1184 | 0.028713
2018-02-19 08:00 | 2 | 1 | 1 | 8 | 1185 | 0.17476
2018-02-19 09:00 | 2 | 1 | 1 | 9 | 1186 | 0.32513
2018-02-19 10:00 | 2 | 1 | 1 | 10 | 1187 | 0.45118
2018-02-19 11:00 | 2 | 1 | 1 | 11 | 1188 | 0.4673
2018-02-19 12:00 | 2 | 1 | 1 | 12 | 1189 | 0.50331
2018-02-19 13:00 | 2 | 1 | 1 | 13 | 1190 | 0.45462
2018-02-19 14:00 | 2 | 1 | 1 | 14 | 1191 | 0.36909
2018-02-19 15:00 | 2 | 1 | 1 | 15 | 1192 | 0.29767
2018-02-19 16:00 | 2 | 1 | 1 | 16 | 1193 | 0.18222
2018-02-19 17:00 | 2 | 1 | 1 | 17 | 1194 | 0.03722
2018-02-19 18:00 | 2 | 1 | 1 | 18 | 1195 | 0
2018-02-19 19:00 | 2 | 1 | 1 | 19 | 1196 | 0
2018-02-19 20:00 | 2 | 1 | 1 | 20 | 1197 | 0
2018-02-19 21:00 | 2 | 1 | 1 | 21 | 1198 | 0
2018-02-19 22:00 | 2 | 1 | 1 | 22 | 1199 | 0
2018-02-19 23:00 | 2 | 1 | 1 | 23 | 1200 | 0
2018-02-20 | 2 | 2 | 1 | 0 | 1201 | 0
2018-02-20 01:00 | 2 | 2 | 1 | 1 | 1202 | 0
2018-02-20 02:00 | 2 | 2 | 1 | 2 | 1203 | 0
2018-02-20 03:00 | 2 | 2 | 1 | 3 | 1204 | 0
2018-02-20 04:00 | 2 | 2 | 1 | 4 | 1205 | 0
2018-02-20 05:00 | 2 | 2 | 1 | 5 | 1206 | 0
2018-02-20 06:00 | 2 | 2 | 1 | 6 | 1207 | 0
2018-02-20 07:00 | 2 | 2 | 1 | 7 | 1208 | 0.026282
2018-02-20 08:00 | 2 | 2 | 1 | 8 | 1209 | 0.17176
2018-02-20 09:00 | 2 | 2 | 1 | 9 | 1210 | 0.32474
2018-02-20 10:00 | 2 | 2 | 1 | 10 | 1211 | 0.45177
2018-02-20 11:00 | 2 | 2 | 1 | 11 | 1212 | 0.50922
2018-02-20 12:00 | 2 | 2 | 1 | 12 | 1213 | 0.53626
2018-02-20 13:00 | 2 | 2 | 1 | 13 | 1214 | 0.4834
2018-02-20 14:00 | 2 | 2 | 1 | 14 | 1215 | 0.41613
2018-02-20 15:00 | 2 | 2 | 1 | 15 | 1216 | 0.34452
2018-02-20 16:00 | 2 | 2 | 1 | 16 | 1217 | 0.22305
2018-02-20 17:00 | 2 | 2 | 1 | 17 | 1218 | 0.050495
2018-02-20 18:00 | 2 | 2 | 1 | 18 | 1219 | 0
2018-02-20 19:00 | 2 | 2 | 1 | 19 | 1220 | 0
2018-02-20 20:00 | 2 | 2 | 1 | 20 | 1221 | 0
2018-02-20 21:00 | 2 | 2 | 1 | 21 | 1222 | 0
2018-02-20 22:00 | 2 | 2 | 1 | 22 | 1223 | 0
2018-02-20 23:00 | 2 | 2 | 1 | 23 | 1224 | 0
2018-02-21 | 2 | 3 | 1 | 0 | 1225 | 0
2018-02-21 01:00 | 2 | 3 | 1 | 1 | 1226 | 0
2018-02-21 02:00 | 2 | 3 | 1 | 2 | 1227 | 0
2018-02-21 03:00 | 2 | 3 | 1 | 3 | 1228 | 0
2018-02-21 04:00 | 2 | 3 | 1 | 4 | 1229 | 0
2018-02-21 05:00 | 2 | 3 | 1 | 5 | 1230 | 0
2018-02-21 06:00 | 2 | 3 | 1 | 6 | 1231 | 0
2018-02-21 07:00 | 2 | 3 | 1 | 7 | 1232 | 0.034788
2018-02-21 08:00 | 2 | 3 | 1 | 8 | 1233 | 0.18186
2018-02-21 09:00 | 2 | 3 | 1 | 9 | 1234 | 0.32171
2018-02-21 10:00 | 2 | 3 | 1 | 10 | 1235 | 0.44171
2018-02-21 11:00 | 2 | 3 | 1 | 11 | 1236 | 0.508
2018-02-21 12:00 | 2 | 3 | 1 | 12 | 1237 | 0.52881
2018-02-21 13:00 | 2 | 3 | 1 | 13 | 1238 | 0.48494
2018-02-21 14:00 | 2 | 3 | 1 | 14 | 1239 | 0.40003
2018-02-21 15:00 | 2 | 3 | 1 | 15 | 1240 | 0.33151
2018-02-21 16:00 | 2 | 3 | 1 | 16 | 1241 | 0.20778
2018-02-21 17:00 | 2 | 3 | 1 | 17 | 1242 | 0.047911
2018-02-21 18:00 | 2 | 3 | 1 | 18 | 1243 | 0
2018-02-21 19:00 | 2 | 3 | 1 | 19 | 1244 | 0
2018-02-21 20:00 | 2 | 3 | 1 | 20 | 1245 | 0
2018-02-21 21:00 | 2 | 3 | 1 | 21 | 1246 | 0
2018-02-21 22:00 | 2 | 3 | 1 | 22 | 1247 | 0
2018-02-21 23:00 | 2 | 3 | 1 | 23 | 1248 | 0
2018-02-22 | 2 | 4 | 1 | 0 | 1249 | 0
2018-02-22 01:00 | 2 | 4 | 1 | 1 | 1250 | 0
2018-02-22 02:00 | 2 | 4 | 1 | 2 | 1251 | 0
2018-02-22 03:00 | 2 | 4 | 1 | 3 | 1252 | 0
2018-02-22 04:00 | 2 | 4 | 1 | 4 | 1253 | 0
2018-02-22 05:00 | 2 | 4 | 1 | 5 | 1254 | 0
2018-02-22 06:00 | 2 | 4 | 1 | 6 | 1255 | 0
2018-02-22 07:00 | 2 | 4 | 1 | 7 | 1256 | 0.036203
2018-02-22 08:00 | 2 | 4 | 1 | 8 | 1257 | 0.20042
2018-02-22 09:00 | 2 | 4 | 1 | 9 | 1258 | 0.35689
2018-02-22 10:00 | 2 | 4 | 1 | 10 | 1259 | 0.4627
2018-02-22 11:00 | 2 | 4 | 1 | 11 | 1260 | 0.52177
2018-02-22 12:00 | 2 | 4 | 1 | 12 | 1261 | 0.52199
2018-02-22 13:00 | 2 | 4 | 1 | 13 | 1262 | 0.47529
2018-02-22 14:00 | 2 | 4 | 1 | 14 | 1263 | 0.4139
2018-02-22 15:00 | 2 | 4 | 1 | 15 | 1264 | 0.32813
2018-02-22 16:00 | 2 | 4 | 1 | 16 | 1265 | 0.19404
2018-02-22 17:00 | 2 | 4 | 1 | 17 | 1266 | 0.042959
2018-02-22 18:00 | 2 | 4 | 1 | 18 | 1267 | 0
2018-02-22 19:00 | 2 | 4 | 1 | 19 | 1268 | 0
2018-02-22 20:00 | 2 | 4 | 1 | 20 | 1269 | 0
2018-02-22 21:00 | 2 | 4 | 1 | 21 | 1270 | 0
2018-02-22 22:00 | 2 | 4 | 1 | 22 | 1271 | 0
2018-02-22 23:00 | 2 | 4 | 1 | 23 | 1272 | 0
2018-02-23 | 2 | 5 | 1 | 0 | 1273 | 0
2018-02-23 01:00 | 2 | 5 | 1 | 1 | 1274 | 0
2018-02-23 02:00 | 2 | 5 | 1 | 2 | 1275 | 0
2018-02-23 03:00 | 2 | 5 | 1 | 3 | 1276 | 0
2018-02-23 04:00 | 2 | 5 | 1 | 4 | 1277 | 0
2018-02-23 05:00 | 2 | 5 | 1 | 5 | 1278 | 0
2018-02-23 06:00 | 2 | 5 | 1 | 6 | 1279 | 0
2018-02-23 07:00 | 2 | 5 | 1 | 7 | 1280 | 0.033127
2018-02-23 08:00 | 2 | 5 | 1 | 8 | 1281 | 0.17421
2018-02-23 09:00 | 2 | 5 | 1 | 9 | 1282 | 0.32001
2018-02-23 10:00 | 2 | 5 | 1 | 10 | 1283 | 0.43413
2018-02-23 11:00 | 2 | 5 | 1 | 11 | 1284 | 0.48382
2018-02-23 12:00 | 2 | 5 | 1 | 12 | 1285 | 0.50237
2018-02-23 13:00 | 2 | 5 | 1 | 13 | 1286 | 0.41447
2018-02-23 14:00 | 2 | 5 | 1 | 14 | 1287 | 0.37712
2018-02-23 15:00 | 2 | 5 | 1 | 15 | 1288 | 0.32057
2018-02-23 16:00 | 2 | 5 | 1 | 16 | 1289 | 0.21649
2018-02-23 17:00 | 2 | 5 | 1 | 17 | 1290 | 0.052856
2018-02-23 18:00 | 2 | 5 | 1 | 18 | 1291 | 0
2018-02-23 19:00 | 2 | 5 | 1 | 19 | 1292 | 0
2018-02-23 20:00 | 2 | 5 | 1 | 20 | 1293 | 0
2018-02-23 21:00 | 2 | 5 | 1 | 21 | 1294 | 0
2018-02-23 22:00 | 2 | 5 | 1 | 22 | 1295 | 0
2018-02-23 23:00 | 2 | 5 | 1 | 23 | 1296 | 0
2018-02-24 | 2 | 6 | 2 | 0 | 1297 | 0
2018-02-24 01:00 | 2 | 6 | 2 | 1 | 1298 | 0
2018-02-24 02:00 | 2 | 6 | 2 | 2 | 1299 | 0
2018-02-24 03:00 | 2 | 6 | 2 | 3 | 1300 | 0
2018-02-24 04:00 | 2 | 6 | 2 | 4 | 1301 | 0
2018-02-24 05:00 | 2 | 6 | 2 | 5 | 1302 | 0
2018-02-24 06:00 | 2 | 6 | 2 | 6 | 1303 | 0
2018-02-24 07:00 | 2 | 6 | 2 | 7 | 1304 | 0.019416
2018-02-24 08:00 | 2 | 6 | 2 | 8 | 1305 | 0.11791
2018-02-24 09:00 | 2 | 6 | 2 | 9 | 1306 | 0.21087
2018-02-24 10:00 | 2 | 6 | 2 | 10 | 1307 | 0.28006
2018-02-24 11:00 | 2 | 6 | 2 | 11 | 1308 | 0.3243
2018-02-24 12:00 | 2 | 6 | 2 | 12 | 1309 | 0.33001
2018-02-24 13:00 | 2 | 6 | 2 | 13 | 1310 | 0.32059
2018-02-24 14:00 | 2 | 6 | 2 | 14 | 1311 | 0.291
2018-02-24 15:00 | 2 | 6 | 2 | 15 | 1312 | 0.23495
2018-02-24 16:00 | 2 | 6 | 2 | 16 | 1313 | 0.17378
2018-02-24 17:00 | 2 | 6 | 2 | 17 | 1314 | 0.044555
2018-02-24 18:00 | 2 | 6 | 2 | 18 | 1315 | 0
2018-02-24 19:00 | 2 | 6 | 2 | 19 | 1316 | 0
2018-02-24 20:00 | 2 | 6 | 2 | 20 | 1317 | 0
2018-02-24 21:00 | 2 | 6 | 2 | 21 | 1318 | 0
2018-02-24 22:00 | 2 | 6 | 2 | 22 | 1319 | 0
2018-02-24 23:00 | 2 | 6 | 2 | 23 | 1320 | 0
2018-02-25 | 2 | 7 | 2 | 0 | 1321 | 0
2018-02-25 01:00 | 2 | 7 | 2 | 1 | 1322 | 0
2018-02-25 02:00 | 2 | 7 | 2 | 2 | 1323 | 0
2018-02-25 03:00 | 2 | 7 | 2 | 3 | 1324 | 0
2018-02-25 04:00 | 2 | 7 | 2 | 4 | 1325 | 0
2018-02-25 05:00 | 2 | 7 | 2 | 5 | 1326 | 0
2018-02-25 06:00 | 2 | 7 | 2 | 6 | 1327 | 0
2018-02-25 07:00 | 2 | 7 | 2 | 7 | 1328 | 0.026839
2018-02-25 08:00 | 2 | 7 | 2 | 8 | 1329 | 0.13883
2018-02-25 09:00 | 2 | 7 | 2 | 9 | 1330 | 0.25161
2018-02-25 10:00 | 2 | 7 | 2 | 10 | 1331 | 0.34564
2018-02-25 11:00 | 2 | 7 | 2 | 11 | 1332 | 0.39577
2018-02-25 12:00 | 2 | 7 | 2 | 12 | 1333 | 0.41395
2018-02-25 13:00 | 2 | 7 | 2 | 13 | 1334 | 0.36854
2018-02-25 14:00 | 2 | 7 | 2 | 14 | 1335 | 0.32027
2018-02-25 15:00 | 2 | 7 | 2 | 15 | 1336 | 0.28592
2018-02-25 16:00 | 2 | 7 | 2 | 16 | 1337 | 0.19312
2018-02-25 17:00 | 2 | 7 | 2 | 17 | 1338 | 0.057212
2018-02-25 18:00 | 2 | 7 | 2 | 18 | 1339 | 0.00035648
2018-02-25 19:00 | 2 | 7 | 2 | 19 | 1340 | 0
2018-02-25 20:00 | 2 | 7 | 2 | 20 | 1341 | 0
2018-02-25 21:00 | 2 | 7 | 2 | 21 | 1342 | 0
2018-02-25 22:00 | 2 | 7 | 2 | 22 | 1343 | 0
2018-02-25 23:00 | 2 | 7 | 2 | 23 | 1344 | 0
2018-02-26 | 2 | 1 | 1 | 0 | 1345 | 0
2018-02-26 01:00 | 2 | 1 | 1 | 1 | 1346 | 0
2018-02-26 02:00 | 2 | 1 | 1 | 2 | 1347 | 0
2018-02-26 03:00 | 2 | 1 | 1 | 3 | 1348 | 0
2018-02-26 04:00 | 2 | 1 | 1 | 4 | 1349 | 0
2018-02-26 05:00 | 2 | 1 | 1 | 5 | 1350 | 0
2018-02-26 06:00 | 2 | 1 | 1 | 6 | 1351 | 0
2018-02-26 07:00 | 2 | 1 | 1 | 7 | 1352 | 0.035528
2018-02-26 08:00 | 2 | 1 | 1 | 8 | 1353 | 0.15958
2018-02-26 09:00 | 2 | 1 | 1 | 9 | 1354 | 0.27171
2018-02-26 10:00 | 2 | 1 | 1 | 10 | 1355 | 0.3537
2018-02-26 11:00 | 2 | 1 | 1 | 11 | 1356 | 0.40687
2018-02-26 12:00 | 2 | 1 | 1 | 12 | 1357 | 0.40411
2018-02-26 13:00 | 2 | 1 | 1 | 13 | 1358 | 0.37038
2018-02-26 14:00 | 2 | 1 | 1 | 14 | 1359 | 0.32554
2018-02-26 15:00 | 2 | 1 | 1 | 15 | 1360 | 0.27151
2018-02-26 16:00 | 2 | 1 | 1 | 16 | 1361 | 0.1908
2018-02-26 17:00 | 2 | 1 | 1 | 17 | 1362 | 0.057274
2018-02-26 18:00 | 2 | 1 | 1 | 18 | 1363 | 0.00035648
2018-02-26 19:00 | 2 | 1 | 1 | 19 | 1364 | 0
2018-02-26 20:00 | 2 | 1 | 1 | 20 | 1365 | 0
2018-02-26 21:00 | 2 | 1 | 1 | 21 | 1366 | 0
2018-02-26 22:00 | 2 | 1 | 1 | 22 | 1367 | 0
2018-02-26 23:00 | 2 | 1 | 1 | 23 | 1368 | 0
2018-02-27 | 2 | 2 | 1 | 0 | 1369 | 0
2018-02-27 01:00 | 2 | 2 | 1 | 1 | 1370 | 0
2018-02-27 02:00 | 2 | 2 | 1 | 2 | 1371 | 0
2018-02-27 03:00 | 2 | 2 | 1 | 3 | 1372 | 0
2018-02-27 04:00 | 2 | 2 | 1 | 4 | 1373 | 0
2018-02-27 05:00 | 2 | 2 | 1 | 5 | 1374 | 0
2018-02-27 06:00 | 2 | 2 | 1 | 6 | 1375 | 0
2018-02-27 07:00 | 2 | 2 | 1 | 7 | 1376 | 0.034134
2018-02-27 08:00 | 2 | 2 | 1 | 8 | 1377 | 0.16114
2018-02-27 09:00 | 2 | 2 | 1 | 9 | 1378 | 0.28154
2018-02-27 10:00 | 2 | 2 | 1 | 10 | 1379 | 0.33186
2018-02-27 11:00 | 2 | 2 | 1 | 11 | 1380 | 0.381
2018-02-27 12:00 | 2 | 2 | 1 | 12 | 1381 | 0.40727
2018-02-27 13:00 | 2 | 2 | 1 | 13 | 1382 | 0.37171
2018-02-27 14:00 | 2 | 2 | 1 | 14 | 1383 | 0.34149
2018-02-27 15:00 | 2 | 2 | 1 | 15 | 1384 | 0.29953
2018-02-27 16:00 | 2 | 2 | 1 | 16 | 1385 | 0.21266
2018-02-27 17:00 | 2 | 2 | 1 | 17 | 1386 | 0.067147
2018-02-27 18:00 | 2 | 2 | 1 | 18 | 1387 | 0.00035648
2018-02-27 19:00 | 2 | 2 | 1 | 19 | 1388 | 0
2018-02-27 20:00 | 2 | 2 | 1 | 20 | 1389 | 0
2018-02-27 21:00 | 2 | 2 | 1 | 21 | 1390 | 0
2018-02-27 22:00 | 2 | 2 | 1 | 22 | 1391 | 0
2018-02-27 23:00 | 2 | 2 | 1 | 23 | 1392 | 0
2018-02-28 | 2 | 3 | 1 | 0 | 1393 | 0
2018-02-28 01:00 | 2 | 3 | 1 | 1 | 1394 | 0
2018-02-28 02:00 | 2 | 3 | 1 | 2 | 1395 | 0
2018-02-28 03:00 | 2 | 3 | 1 | 3 | 1396 | 0
2018-02-28 04:00 | 2 | 3 | 1 | 4 | 1397 | 0
2018-02-28 05:00 | 2 | 3 | 1 | 5 | 1398 | 0
2018-02-28 06:00 | 2 | 3 | 1 | 6 | 1399 | 0
2018-02-28 07:00 | 2 | 3 | 1 | 7 | 1400 | 0.032052
2018-02-28 08:00 | 2 | 3 | 1 | 8 | 1401 | 0.14028
2018-02-28 09:00 | 2 | 3 | 1 | 9 | 1402 | 0.23
2018-02-28 10:00 | 2 | 3 | 1 | 10 | 1403 | 0.28369
2018-02-28 11:00 | 2 | 3 | 1 | 11 | 1404 | 0.33278
2018-02-28 12:00 | 2 | 3 | 1 | 12 | 1405 | 0.34009
2018-02-28 13:00 | 2 | 3 | 1 | 13 | 1406 | 0.31473
2018-02-28 14:00 | 2 | 3 | 1 | 14 | 1407 | 0.28965
2018-02-28 15:00 | 2 | 3 | 1 | 15 | 1408 | 0.24467
2018-02-28 16:00 | 2 | 3 | 1 | 16 | 1409 | 0.18635
2018-02-28 17:00 | 2 | 3 | 1 | 17 | 1410 | 0.063425
2018-02-28 18:00 | 2 | 3 | 1 | 18 | 1411 | 0.00035648
2018-02-28 19:00 | 2 | 3 | 1 | 19 | 1412 | 0
2018-02-28 20:00 | 2 | 3 | 1 | 20 | 1413 | 0
2018-02-28 21:00 | 2 | 3 | 1 | 21 | 1414 | 0
2018-02-28 22:00 | 2 | 3 | 1 | 22 | 1415 | 0
2018-02-28 23:00 | 2 | 3 | 1 | 23 | 1416 | 0
2018-03-01 | 3 | 4 | 1 | 0 | 1417 | 0
2018-03-01 01:00 | 3 | 4 | 1 | 1 | 1418 | 0
2018-03-01 02:00 | 3 | 4 | 1 | 2 | 1419 | 0
2018-03-01 03:00 | 3 | 4 | 1 | 3 | 1420 | 0
2018-03-01 04:00 | 3 | 4 | 1 | 4 | 1421 | 0
2018-03-01 05:00 | 3 | 4 | 1 | 5 | 1422 | 0
2018-03-01 06:00 | 3 | 4 | 1 | 6 | 1423 | 6.7227e-06
2018-03-01 07:00 | 3 | 4 | 1 | 7 | 1424 | 0.045563
2018-03-01 08:00 | 3 | 4 | 1 | 8 | 1425 | 0.17311
2018-03-01 09:00 | 3 | 4 | 1 | 9 | 1426 | 0.31593
2018-03-01 10:00 | 3 | 4 | 1 | 10 | 1427 | 0.42702
2018-03-01 11:00 | 3 | 4 | 1 | 11 | 1428 | 0.48408
2018-03-01 12:00 | 3 | 4 | 1 | 12 | 1429 | 0.51404
2018-03-01 13:00 | 3 | 4 | 1 | 13 | 1430 | 0.47906
2018-03-01 14:00 | 3 | 4 | 1 | 14 | 1431 | 0.44862
2018-03-01 15:00 | 3 | 4 | 1 | 15 | 1432 | 0.377
2018-03-01 16:00 | 3 | 4 | 1 | 16 | 1433 | 0.25735
2018-03-01 17:00 | 3 | 4 | 1 | 17 | 1434 | 0.085645
2018-03-01 18:00 | 3 | 4 | 1 | 18 | 1435 | 0.00071296
2018-03-01 19:00 | 3 | 4 | 1 | 19 | 1436 | 0
2018-03-01 20:00 | 3 | 4 | 1 | 20 | 1437 | 0
2018-03-01 21:00 | 3 | 4 | 1 | 21 | 1438 | 0
2018-03-01 22:00 | 3 | 4 | 1 | 22 | 1439 | 0
2018-03-01 23:00 | 3 | 4 | 1 | 23 | 1440 | 0
2018-03-02 | 3 | 5 | 1 | 0 | 1441 | 0
2018-03-02 01:00 | 3 | 5 | 1 | 1 | 1442 | 0
2018-03-02 02:00 | 3 | 5 | 1 | 2 | 1443 | 0
2018-03-02 03:00 | 3 | 5 | 1 | 3 | 1444 | 0
2018-03-02 04:00 | 3 | 5 | 1 | 4 | 1445 | 0
2018-03-02 05:00 | 3 | 5 | 1 | 5 | 1446 | 0
2018-03-02 06:00 | 3 | 5 | 1 | 6 | 1447 | 0.0001792
2018-03-02 07:00 | 3 | 5 | 1 | 7 | 1448 | 0.04966
2018-03-02 08:00 | 3 | 5 | 1 | 8 | 1449 | 0.18961
2018-03-02 09:00 | 3 | 5 | 1 | 9 | 1450 | 0.32387
2018-03-02 10:00 | 3 | 5 | 1 | 10 | 1451 | 0.41639
2018-03-02 11:00 | 3 | 5 | 1 | 11 | 1452 | 0.45426
2018-03-02 12:00 | 3 | 5 | 1 | 12 | 1453 | 0.49321
2018-03-02 13:00 | 3 | 5 | 1 | 13 | 1454 | 0.44128
2018-03-02 14:00 | 3 | 5 | 1 | 14 | 1455 | 0.39184
2018-03-02 15:00 | 3 | 5 | 1 | 15 | 1456 | 0.32224
2018-03-02 16:00 | 3 | 5 | 1 | 16 | 1457 | 0.22575
2018-03-02 17:00 | 3 | 5 | 1 | 17 | 1458 | 0.073242
2018-03-02 18:00 | 3 | 5 | 1 | 18 | 1459 | 0.00071296
2018-03-02 19:00 | 3 | 5 | 1 | 19 | 1460 | 0
2018-03-02 20:00 | 3 | 5 | 1 | 20 | 1461 | 0
2018-03-02 21:00 | 3 | 5 | 1 | 21 | 1462 | 0
2018-03-02 22:00 | 3 | 5 | 1 | 22 | 1463 | 0
2018-03-02 23:00 | 3 | 5 | 1 | 23 | 1464 | 0
2018-03-03 | 3 | 6 | 2 | 0 | 1465 | 0
2018-03-03 01:00 | 3 | 6 | 2 | 1 | 1466 | 0
2018-03-03 02:00 | 3 | 6 | 2 | 2 | 1467 | 0
2018-03-03 03:00 | 3 | 6 | 2 | 3 | 1468 | 0
2018-03-03 04:00 | 3 | 6 | 2 | 4 | 1469 | 0
2018-03-03 05:00 | 3 | 6 | 2 | 5 | 1470 | 0
2018-03-03 06:00 | 3 | 6 | 2 | 6 | 1471 | 0.0001792
2018-03-03 07:00 | 3 | 6 | 2 | 7 | 1472 | 0.046868
2018-03-03 08:00 | 3 | 6 | 2 | 8 | 1473 | 0.17551
2018-03-03 09:00 | 3 | 6 | 2 | 9 | 1474 | 0.30384
2018-03-03 10:00 | 3 | 6 | 2 | 10 | 1475 | 0.39783
2018-03-03 11:00 | 3 | 6 | 2 | 11 | 1476 | 0.47492
2018-03-03 12:00 | 3 | 6 | 2 | 12 | 1477 | 0.4987
2018-03-03 13:00 | 3 | 6 | 2 | 13 | 1478 | 0.43966
2018-03-03 14:00 | 3 | 6 | 2 | 14 | 1479 | 0.36689
2018-03-03 15:00 | 3 | 6 | 2 | 15 | 1480 | 0.29493
2018-03-03 16:00 | 3 | 6 | 2 | 16 | 1481 | 0.20946
2018-03-03 17:00 | 3 | 6 | 2 | 17 | 1482 | 0.07845
2018-03-03 18:00 | 3 | 6 | 2 | 18 | 1483 | 0.0010694
2018-03-03 19:00 | 3 | 6 | 2 | 19 | 1484 | 0
2018-03-03 20:00 | 3 | 6 | 2 | 20 | 1485 | 0
2018-03-03 21:00 | 3 | 6 | 2 | 21 | 1486 | 0
2018-03-03 22:00 | 3 | 6 | 2 | 22 | 1487 | 0
2018-03-03 23:00 | 3 | 6 | 2 | 23 | 1488 | 0
2018-03-04 | 3 | 7 | 2 | 0 | 1489 | 0
2018-03-04 01:00 | 3 | 7 | 2 | 1 | 1490 | 0
2018-03-04 02:00 | 3 | 7 | 2 | 2 | 1491 | 0
2018-03-04 03:00 | 3 | 7 | 2 | 3 | 1492 | 0
2018-03-04 04:00 | 3 | 7 | 2 | 4 | 1493 | 0
2018-03-04 05:00 | 3 | 7 | 2 | 5 | 1494 | 0
2018-03-04 06:00 | 3 | 7 | 2 | 6 | 1495 | 0.00018593
2018-03-04 07:00 | 3 | 7 | 2 | 7 | 1496 | 0.050019
2018-03-04 08:00 | 3 | 7 | 2 | 8 | 1497 | 0.16317
2018-03-04 09:00 | 3 | 7 | 2 | 9 | 1498 | 0.28841
2018-03-04 10:00 | 3 | 7 | 2 | 10 | 1499 | 0.38519
2018-03-04 11:00 | 3 | 7 | 2 | 11 | 1500 | 0.45275
2018-03-04 12:00 | 3 | 7 | 2 | 12 | 1501 | 0.43901
2018-03-04 13:00 | 3 | 7 | 2 | 13 | 1502 | 0.39961
2018-03-04 14:00 | 3 | 7 | 2 | 14 | 1503 | 0.37086
2018-03-04 15:00 | 3 | 7 | 2 | 15 | 1504 | 0.30223
2018-03-04 16:00 | 3 | 7 | 2 | 16 | 1505 | 0.20889
2018-03-04 17:00 | 3 | 7 | 2 | 17 | 1506 | 0.083625
2018-03-04 18:00 | 3 | 7 | 2 | 18 | 1507 | 0.0010694
2018-03-04 19:00 | 3 | 7 | 2 | 19 | 1508 | 0
2018-03-04 20:00 | 3 | 7 | 2 | 20 | 1509 | 0
2018-03-04 21:00 | 3 | 7 | 2 | 21 | 1510 | 0
2018-03-04 22:00 | 3 | 7 | 2 | 22 | 1511 | 0
2018-03-04 23:00 | 3 | 7 | 2 | 23 | 1512 | 0
2018-03-05 | 3 | 1 | 1 | 0 | 1513 | 0
2018-03-05 01:00 | 3 | 1 | 1 | 1 | 1514 | 0
2018-03-05 02:00 | 3 | 1 | 1 | 2 | 1515 | 0
2018-03-05 03:00 | 3 | 1 | 1 | 3 | 1516 | 0
2018-03-05 04:00 | 3 | 1 | 1 | 4 | 1517 | 0
2018-03-05 05:00 | 3 | 1 | 1 | 5 | 1518 | 0
2018-03-05 06:00 | 3 | 1 | 1 | 6 | 1519 | 0.00035841
2018-03-05 07:00 | 3 | 1 | 1 | 7 | 1520 | 0.050832
2018-03-05 08:00 | 3 | 1 | 1 | 8 | 1521 | 0.17257
2018-03-05 09:00 | 3 | 1 | 1 | 9 | 1522 | 0.29393
2018-03-05 10:00 | 3 | 1 | 1 | 10 | 1523 | 0.40052
2018-03-05 11:00 | 3 | 1 | 1 | 11 | 1524 | 0.43558
2018-03-05 12:00 | 3 | 1 | 1 | 12 | 1525 | 0.43962
2018-03-05 13:00 | 3 | 1 | 1 | 13 | 1526 | 0.3786
2018-03-05 14:00 | 3 | 1 | 1 | 14 | 1527 | 0.33051
2018-03-05 15:00 | 3 | 1 | 1 | 15 | 1528 | 0.29299
2018-03-05 16:00 | 3 | 1 | 1 | 16 | 1529 | 0.202
2018-03-05 17:00 | 3 | 1 | 1 | 17 | 1530 | 0.089139
2018-03-05 18:00 | 3 | 1 | 1 | 18 | 1531 | 0.0019484
2018-03-05 19:00 | 3 | 1 | 1 | 19 | 1532 | 0
2018-03-05 20:00 | 3 | 1 | 1 | 20 | 1533 | 0
2018-03-05 21:00 | 3 | 1 | 1 | 21 | 1534 | 0
2018-03-05 22:00 | 3 | 1 | 1 | 22 | 1535 | 0
2018-03-05 23:00 | 3 | 1 | 1 | 23 | 1536 | 0
2018-03-06 | 3 | 2 | 1 | 0 | 1537 | 0
2018-03-06 01:00 | 3 | 2 | 1 | 1 | 1538 | 0
2018-03-06 02:00 | 3 | 2 | 1 | 2 | 1539 | 0
2018-03-06 03:00 | 3 | 2 | 1 | 3 | 1540 | 0
2018-03-06 04:00 | 3 | 2 | 1 | 4 | 1541 | 0
2018-03-06 05:00 | 3 | 2 | 1 | 5 | 1542 | 0
2018-03-06 06:00 | 3 | 2 | 1 | 6 | 1543 | 0.00035841
2018-03-06 07:00 | 3 | 2 | 1 | 7 | 1544 | 0.060835
2018-03-06 08:00 | 3 | 2 | 1 | 8 | 1545 | 0.18357
2018-03-06 09:00 | 3 | 2 | 1 | 9 | 1546 | 0.30587
2018-03-06 10:00 | 3 | 2 | 1 | 10 | 1547 | 0.40505
2018-03-06 11:00 | 3 | 2 | 1 | 11 | 1548 | 0.43348
2018-03-06 12:00 | 3 | 2 | 1 | 12 | 1549 | 0.45079
2018-03-06 13:00 | 3 | 2 | 1 | 13 | 1550 | 0.42162
2018-03-06 14:00 | 3 | 2 | 1 | 14 | 1551 | 0.39274
2018-03-06 15:00 | 3 | 2 | 1 | 15 | 1552 | 0.30457
2018-03-06 16:00 | 3 | 2 | 1 | 16 | 1553 | 0.21584
2018-03-06 17:00 | 3 | 2 | 1 | 17 | 1554 | 0.096719
2018-03-06 18:00 | 3 | 2 | 1 | 18 | 1555 | 0.0019484
2018-03-06 19:00 | 3 | 2 | 1 | 19 | 1556 | 0
2018-03-06 20:00 | 3 | 2 | 1 | 20 | 1557 | 0
2018-03-06 21:00 | 3 | 2 | 1 | 21 | 1558 | 0
2018-03-06 22:00 | 3 | 2 | 1 | 22 | 1559 | 0
2018-03-06 23:00 | 3 | 2 | 1 | 23 | 1560 | 0
2018-03-07 | 3 | 3 | 1 | 0 | 1561 | 0
2018-03-07 01:00 | 3 | 3 | 1 | 1 | 1562 | 0
2018-03-07 02:00 | 3 | 3 | 1 | 2 | 1563 | 0
2018-03-07 03:00 | 3 | 3 | 1 | 3 | 1564 | 0
2018-03-07 04:00 | 3 | 3 | 1 | 4 | 1565 | 0
2018-03-07 05:00 | 3 | 3 | 1 | 5 | 1566 | 0
2018-03-07 06:00 | 3 | 3 | 1 | 6 | 1567 | 0.0010601
2018-03-07 07:00 | 3 | 3 | 1 | 7 | 1568 | 0.06493
2018-03-07 08:00 | 3 | 3 | 1 | 8 | 1569 | 0.2119
2018-03-07 09:00 | 3 | 3 | 1 | 9 | 1570 | 0.34039
2018-03-07 10:00 | 3 | 3 | 1 | 10 | 1571 | 0.44641
2018-03-07 11:00 | 3 | 3 | 1 | 11 | 1572 | 0.47006
2018-03-07 12:00 | 3 | 3 | 1 | 12 | 1573 | 0.49377
2018-03-07 13:00 | 3 | 3 | 1 | 13 | 1574 | 0.4318
2018-03-07 14:00 | 3 | 3 | 1 | 14 | 1575 | 0.36499
2018-03-07 15:00 | 3 | 3 | 1 | 15 | 1576 | 0.29658
2018-03-07 16:00 | 3 | 3 | 1 | 16 | 1577 | 0.21268
2018-03-07 17:00 | 3 | 3 | 1 | 17 | 1578 | 0.09327
2018-03-07 18:00 | 3 | 3 | 1 | 18 | 1579 | 0.0023048
2018-03-07 19:00 | 3 | 3 | 1 | 19 | 1580 | 0
2018-03-07 20:00 | 3 | 3 | 1 | 20 | 1581 | 0
2018-03-07 21:00 | 3 | 3 | 1 | 21 | 1582 | 0
2018-03-07 22:00 | 3 | 3 | 1 | 22 | 1583 | 0
2018-03-07 23:00 | 3 | 3 | 1 | 23 | 1584 | 0
2018-03-08 | 3 | 4 | 1 | 0 | 1585 | 0
2018-03-08 01:00 | 3 | 4 | 1 | 1 | 1586 | 0
2018-03-08 02:00 | 3 | 4 | 1 | 2 | 1587 | 0
2018-03-08 03:00 | 3 | 4 | 1 | 3 | 1588 | 0
2018-03-08 04:00 | 3 | 4 | 1 | 4 | 1589 | 0
2018-03-08 05:00 | 3 | 4 | 1 | 5 | 1590 | 0
2018-03-08 06:00 | 3 | 4 | 1 | 6 | 1591 | 0.0013781
2018-03-08 07:00 | 3 | 4 | 1 | 7 | 1592 | 0.07782
2018-03-08 08:00 | 3 | 4 | 1 | 8 | 1593 | 0.22568
2018-03-08 09:00 | 3 | 4 | 1 | 9 | 1594 | 0.36968
2018-03-08 10:00 | 3 | 4 | 1 | 10 | 1595 | 0.46303
2018-03-08 11:00 | 3 | 4 | 1 | 11 | 1596 | 0.50358
2018-03-08 12:00 | 3 | 4 | 1 | 12 | 1597 | 0.52647
2018-03-08 13:00 | 3 | 4 | 1 | 13 | 1598 | 0.49871
2018-03-08 14:00 | 3 | 4 | 1 | 14 | 1599 | 0.42655
2018-03-08 15:00 | 3 | 4 | 1 | 15 | 1600 | 0.33978
2018-03-08 16:00 | 3 | 4 | 1 | 16 | 1601 | 0.22641
2018-03-08 17:00 | 3 | 4 | 1 | 17 | 1602 | 0.096371
2018-03-08 18:00 | 3 | 4 | 1 | 18 | 1603 | 0.0024708
2018-03-08 19:00 | 3 | 4 | 1 | 19 | 1604 | 0
2018-03-08 20:00 | 3 | 4 | 1 | 20 | 1605 | 0
2018-03-08 21:00 | 3 | 4 | 1 | 21 | 1606 | 0
2018-03-08 22:00 | 3 | 4 | 1 | 22 | 1607 | 0
2018-03-08 23:00 | 3 | 4 | 1 | 23 | 1608 | 0
2018-03-09 | 3 | 5 | 1 | 0 | 1609 | 0
2018-03-09 01:00 | 3 | 5 | 1 | 1 | 1610 | 0
2018-03-09 02:00 | 3 | 5 | 1 | 2 | 1611 | 0
2018-03-09 03:00 | 3 | 5 | 1 | 3 | 1612 | 0
2018-03-09 04:00 | 3 | 5 | 1 | 4 | 1613 | 0
2018-03-09 05:00 | 3 | 5 | 1 | 5 | 1614 | 0
2018-03-09 06:00 | 3 | 5 | 1 | 6 | 1615 | 0.0012124
2018-03-09 07:00 | 3 | 5 | 1 | 7 | 1616 | 0.059457
2018-03-09 08:00 | 3 | 5 | 1 | 8 | 1617 | 0.18565
2018-03-09 09:00 | 3 | 5 | 1 | 9 | 1618 | 0.30591
2018-03-09 10:00 | 3 | 5 | 1 | 10 | 1619 | 0.37394
2018-03-09 11:00 | 3 | 5 | 1 | 11 | 1620 | 0.40951
2018-03-09 12:00 | 3 | 5 | 1 | 12 | 1621 | 0.42727
2018-03-09 13:00 | 3 | 5 | 1 | 13 | 1622 | 0.36911
2018-03-09 14:00 | 3 | 5 | 1 | 14 | 1623 | 0.32423
2018-03-09 15:00 | 3 | 5 | 1 | 15 | 1624 | 0.26012
2018-03-09 16:00 | 3 | 5 | 1 | 16 | 1625 | 0.18035
2018-03-09 17:00 | 3 | 5 | 1 | 17 | 1626 | 0.09559
2018-03-09 18:00 | 3 | 5 | 1 | 18 | 1627 | 0.0028273
2018-03-09 19:00 | 3 | 5 | 1 | 19 | 1628 | 0
2018-03-09 20:00 | 3 | 5 | 1 | 20 | 1629 | 0
2018-03-09 21:00 | 3 | 5 | 1 | 21 | 1630 | 0
2018-03-09 22:00 | 3 | 5 | 1 | 22 | 1631 | 0
2018-03-09 23:00 | 3 | 5 | 1 | 23 | 1632 | 0
2018-03-10 | 3 | 6 | 2 | 0 | 1633 | 0
2018-03-10 01:00 | 3 | 6 | 2 | 1 | 1634 | 0
2018-03-10 02:00 | 3 | 6 | 2 | 2 | 1635 | 0
2018-03-10 03:00 | 3 | 6 | 2 | 3 | 1636 | 0
2018-03-10 04:00 | 3 | 6 | 2 | 4 | 1637 | 0
2018-03-10 05:00 | 3 | 6 | 2 | 5 | 1638 | 0
2018-03-10 06:00 | 3 | 6 | 2 | 6 | 1639 | 0.0010802
2018-03-10 07:00 | 3 | 6 | 2 | 7 | 1640 | 0.070711
2018-03-10 08:00 | 3 | 6 | 2 | 8 | 1641 | 0.21561
2018-03-10 09:00 | 3 | 6 | 2 | 9 | 1642 | 0.34776
2018-03-10 10:00 | 3 | 6 | 2 | 10 | 1643 | 0.45285
2018-03-10 11:00 | 3 | 6 | 2 | 11 | 1644 | 0.475
2018-03-10 12:00 | 3 | 6 | 2 | 12 | 1645 | 0.499
2018-03-10 13:00 | 3 | 6 | 2 | 13 | 1646 | 0.45526
2018-03-10 14:00 | 3 | 6 | 2 | 14 | 1647 | 0.4108
2018-03-10 15:00 | 3 | 6 | 2 | 15 | 1648 | 0.34181
2018-03-10 16:00 | 3 | 6 | 2 | 16 | 1649 | 0.23555
2018-03-10 17:00 | 3 | 6 | 2 | 17 | 1650 | 0.10705
2018-03-10 18:00 | 3 | 6 | 2 | 18 | 1651 | 0.0040627
2018-03-10 19:00 | 3 | 6 | 2 | 19 | 1652 | 0
2018-03-10 20:00 | 3 | 6 | 2 | 20 | 1653 | 0
2018-03-10 21:00 | 3 | 6 | 2 | 21 | 1654 | 0
2018-03-10 22:00 | 3 | 6 | 2 | 22 | 1655 | 0
2018-03-10 23:00 | 3 | 6 | 2 | 23 | 1656 | 0
2018-03-11 | 3 | 7 | 2 | 0 | 1657 | 0
2018-03-11 01:00 | 3 | 7 | 2 | 1 | 1658 | 0
2018-03-11 02:00 | 3 | 7 | 2 | 2 | 1659 | 0
2018-03-11 03:00 | 3 | 7 | 2 | 3 | 1660 | 0
2018-03-11 04:00 | 3 | 7 | 2 | 4 | 1661 | 0
2018-03-11 05:00 | 3 | 7 | 2 | 5 | 1662 | 0
2018-03-11 06:00 | 3 | 7 | 2 | 6 | 1663 | 0.0020932
2018-03-11 07:00 | 3 | 7 | 2 | 7 | 1664 | 0.083897
2018-03-11 08:00 | 3 | 7 | 2 | 8 | 1665 | 0.2404
2018-03-11 09:00 | 3 | 7 | 2 | 9 | 1666 | 0.38837
2018-03-11 10:00 | 3 | 7 | 2 | 10 | 1667 | 0.47433
2018-03-11 11:00 | 3 | 7 | 2 | 11 | 1668 | 0.5008
2018-03-11 12:00 | 3 | 7 | 2 | 12 | 1669 | 0.49603
2018-03-11 13:00 | 3 | 7 | 2 | 13 | 1670 | 0.48023
2018-03-11 14:00 | 3 | 7 | 2 | 14 | 1671 | 0.41204
2018-03-11 15:00 | 3 | 7 | 2 | 15 | 1672 | 0.32659
2018-03-11 16:00 | 3 | 7 | 2 | 16 | 1673 | 0.23782
2018-03-11 17:00 | 3 | 7 | 2 | 17 | 1674 | 0.10597
2018-03-11 18:00 | 3 | 7 | 2 | 18 | 1675 | 0.0042284
2018-03-11 19:00 | 3 | 7 | 2 | 19 | 1676 | 0
2018-03-11 20:00 | 3 | 7 | 2 | 20 | 1677 | 0
2018-03-11 21:00 | 3 | 7 | 2 | 21 | 1678 | 0
2018-03-11 22:00 | 3 | 7 | 2 | 22 | 1679 | 0
2018-03-11 23:00 | 3 | 7 | 2 | 23 | 1680 | 0
2018-03-12 | 3 | 1 | 1 | 0 | 1681 | 0
2018-03-12 01:00 | 3 | 1 | 1 | 1 | 1682 | 0
2018-03-12 02:00 | 3 | 1 | 1 | 2 | 1683 | 0
2018-03-12 03:00 | 3 | 1 | 1 | 3 | 1684 | 0
2018-03-12 04:00 | 3 | 1 | 1 | 4 | 1685 | 0
2018-03-12 05:00 | 3 | 1 | 1 | 5 | 1686 | 0
2018-03-12 06:00 | 3 | 1 | 1 | 6 | 1687 | 0.00094808
2018-03-12 07:00 | 3 | 1 | 1 | 7 | 1688 | 0.064688
2018-03-12 08:00 | 3 | 1 | 1 | 8 | 1689 | 0.20661
2018-03-12 09:00 | 3 | 1 | 1 | 9 | 1690 | 0.34722
2018-03-12 10:00 | 3 | 1 | 1 | 10 | 1691 | 0.46082
2018-03-12 11:00 | 3 | 1 | 1 | 11 | 1692 | 0.4872
2018-03-12 12:00 | 3 | 1 | 1 | 12 | 1693 | 0.52506
2018-03-12 13:00 | 3 | 1 | 1 | 13 | 1694 | 0.48124
2018-03-12 14:00 | 3 | 1 | 1 | 14 | 1695 | 0.4475
2018-03-12 15:00 | 3 | 1 | 1 | 15 | 1696 | 0.37037
2018-03-12 16:00 | 3 | 1 | 1 | 16 | 1697 | 0.26438
2018-03-12 17:00 | 3 | 1 | 1 | 17 | 1698 | 0.1221
2018-03-12 18:00 | 3 | 1 | 1 | 18 | 1699 | 0.0061768
2018-03-12 19:00 | 3 | 1 | 1 | 19 | 1700 | 0
2018-03-12 20:00 | 3 | 1 | 1 | 20 | 1701 | 0
2018-03-12 21:00 | 3 | 1 | 1 | 21 | 1702 | 0
2018-03-12 22:00 | 3 | 1 | 1 | 22 | 1703 | 0
2018-03-12 23:00 | 3 | 1 | 1 | 23 | 1704 | 0
2018-03-13 | 3 | 2 | 1 | 0 | 1705 | 0
2018-03-13 01:00 | 3 | 2 | 1 | 1 | 1706 | 0
2018-03-13 02:00 | 3 | 2 | 1 | 2 | 1707 | 0
2018-03-13 03:00 | 3 | 2 | 1 | 3 | 1708 | 0
2018-03-13 04:00 | 3 | 2 | 1 | 4 | 1709 | 0
2018-03-13 05:00 | 3 | 2 | 1 | 5 | 1710 | 0
2018-03-13 06:00 | 3 | 2 | 1 | 6 | 1711 | 0.0020778
2018-03-13 07:00 | 3 | 2 | 1 | 7 | 1712 | 0.078514
2018-03-13 08:00 | 3 | 2 | 1 | 8 | 1713 | 0.23128
2018-03-13 09:00 | 3 | 2 | 1 | 9 | 1714 | 0.36608
2018-03-13 10:00 | 3 | 2 | 1 | 10 | 1715 | 0.44895
2018-03-13 11:00 | 3 | 2 | 1 | 11 | 1716 | 0.49317
2018-03-13 12:00 | 3 | 2 | 1 | 12 | 1717 | 0.48194
2018-03-13 13:00 | 3 | 2 | 1 | 13 | 1718 | 0.46662
2018-03-13 14:00 | 3 | 2 | 1 | 14 | 1719 | 0.42747
2018-03-13 15:00 | 3 | 2 | 1 | 15 | 1720 | 0.38558
2018-03-13 16:00 | 3 | 2 | 1 | 16 | 1721 | 0.28671
2018-03-13 17:00 | 3 | 2 | 1 | 17 | 1722 | 0.1285
2018-03-13 18:00 | 3 | 2 | 1 | 18 | 1723 | 0.006865
2018-03-13 19:00 | 3 | 2 | 1 | 19 | 1724 | 0
2018-03-13 20:00 | 3 | 2 | 1 | 20 | 1725 | 0
2018-03-13 21:00 | 3 | 2 | 1 | 21 | 1726 | 0
2018-03-13 22:00 | 3 | 2 | 1 | 22 | 1727 | 0
2018-03-13 23:00 | 3 | 2 | 1 | 23 | 1728 | 0
2018-03-14 | 3 | 3 | 1 | 0 | 1729 | 0
2018-03-14 01:00 | 3 | 3 | 1 | 1 | 1730 | 0
2018-03-14 02:00 | 3 | 3 | 1 | 2 | 1731 | 0
2018-03-14 03:00 | 3 | 3 | 1 | 3 | 1732 | 0
2018-03-14 04:00 | 3 | 3 | 1 | 4 | 1733 | 0
2018-03-14 05:00 | 3 | 3 | 1 | 5 | 1734 | 0
2018-03-14 06:00 | 3 | 3 | 1 | 6 | 1735 | 0.0010466
2018-03-14 07:00 | 3 | 3 | 1 | 7 | 1736 | 0.060514
2018-03-14 08:00 | 3 | 3 | 1 | 8 | 1737 | 0.17446
2018-03-14 09:00 | 3 | 3 | 1 | 9 | 1738 | 0.31669
2018-03-14 10:00 | 3 | 3 | 1 | 10 | 1739 | 0.40266
2018-03-14 11:00 | 3 | 3 | 1 | 11 | 1740 | 0.40262
2018-03-14 12:00 | 3 | 3 | 1 | 12 | 1741 | 0.40834
2018-03-14 13:00 | 3 | 3 | 1 | 13 | 1742 | 0.3666
2018-03-14 14:00 | 3 | 3 | 1 | 14 | 1743 | 0.33408
2018-03-14 15:00 | 3 | 3 | 1 | 15 | 1744 | 0.25659
2018-03-14 16:00 | 3 | 3 | 1 | 16 | 1745 | 0.18844
2018-03-14 17:00 | 3 | 3 | 1 | 17 | 1746 | 0.10703
2018-03-14 18:00 | 3 | 3 | 1 | 18 | 1747 | 0.0049414
2018-03-14 19:00 | 3 | 3 | 1 | 19 | 1748 | 0
2018-03-14 20:00 | 3 | 3 | 1 | 20 | 1749 | 0
2018-03-14 21:00 | 3 | 3 | 1 | 21 | 1750 | 0
2018-03-14 22:00 | 3 | 3 | 1 | 22 | 1751 | 0
2018-03-14 23:00 | 3 | 3 | 1 | 23 | 1752 | 0
2018-03-15 | 3 | 4 | 1 | 0 | 1753 | 0
2018-03-15 01:00 | 3 | 4 | 1 | 1 | 1754 | 0
2018-03-15 02:00 | 3 | 4 | 1 | 2 | 1755 | 0
2018-03-15 03:00 | 3 | 4 | 1 | 3 | 1756 | 0
2018-03-15 04:00 | 3 | 4 | 1 | 4 | 1757 | 0
2018-03-15 05:00 | 3 | 4 | 1 | 5 | 1758 | 0
2018-03-15 06:00 | 3 | 4 | 1 | 6 | 1759 | 0.0032952
2018-03-15 07:00 | 3 | 4 | 1 | 7 | 1760 | 0.079429
2018-03-15 08:00 | 3 | 4 | 1 | 8 | 1761 | 0.22175
2018-03-15 09:00 | 3 | 4 | 1 | 9 | 1762 | 0.37627
2018-03-15 10:00 | 3 | 4 | 1 | 10 | 1763 | 0.48524
2018-03-15 11:00 | 3 | 4 | 1 | 11 | 1764 | 0.53558
2018-03-15 12:00 | 3 | 4 | 1 | 12 | 1765 | 0.55672
2018-03-15 13:00 | 3 | 4 | 1 | 13 | 1766 | 0.51863
2018-03-15 14:00 | 3 | 4 | 1 | 14 | 1767 | 0.4426
2018-03-15 15:00 | 3 | 4 | 1 | 15 | 1768 | 0.34312
2018-03-15 16:00 | 3 | 4 | 1 | 16 | 1769 | 0.25665
2018-03-15 17:00 | 3 | 4 | 1 | 17 | 1770 | 0.12619
2018-03-15 18:00 | 3 | 4 | 1 | 18 | 1771 | 0.0068717
2018-03-15 19:00 | 3 | 4 | 1 | 19 | 1772 | 0
2018-03-15 20:00 | 3 | 4 | 1 | 20 | 1773 | 0
2018-03-15 21:00 | 3 | 4 | 1 | 21 | 1774 | 0
2018-03-15 22:00 | 3 | 4 | 1 | 22 | 1775 | 0
2018-03-15 23:00 | 3 | 4 | 1 | 23 | 1776 | 0
2018-03-16 | 3 | 5 | 1 | 0 | 1777 | 0
2018-03-16 01:00 | 3 | 5 | 1 | 1 | 1778 | 0
2018-03-16 02:00 | 3 | 5 | 1 | 2 | 1779 | 0
2018-03-16 03:00 | 3 | 5 | 1 | 3 | 1780 | 0
2018-03-16 04:00 | 3 | 5 | 1 | 4 | 1781 | 0
2018-03-16 05:00 | 3 | 5 | 1 | 5 | 1782 | 0
2018-03-16 06:00 | 3 | 5 | 1 | 6 | 1783 | 0.0054887
2018-03-16 07:00 | 3 | 5 | 1 | 7 | 1784 | 0.098253
2018-03-16 08:00 | 3 | 5 | 1 | 8 | 1785 | 0.24929
2018-03-16 09:00 | 3 | 5 | 1 | 9 | 1786 | 0.3996
2018-03-16 10:00 | 3 | 5 | 1 | 10 | 1787 | 0.50491
2018-03-16 11:00 | 3 | 5 | 1 | 11 | 1788 | 0.53911
2018-03-16 12:00 | 3 | 5 | 1 | 12 | 1789 | 0.51905
2018-03-16 13:00 | 3 | 5 | 1 | 13 | 1790 | 0.4888
2018-03-16 14:00 | 3 | 5 | 1 | 14 | 1791 | 0.44938
2018-03-16 15:00 | 3 | 5 | 1 | 15 | 1792 | 0.34727
2018-03-16 16:00 | 3 | 5 | 1 | 16 | 1793 | 0.23089
2018-03-16 17:00 | 3 | 5 | 1 | 17 | 1794 | 0.11303
2018-03-16 18:00 | 3 | 5 | 1 | 18 | 1795 | 0.0063178
2018-03-16 19:00 | 3 | 5 | 1 | 19 | 1796 | 0
2018-03-16 20:00 | 3 | 5 | 1 | 20 | 1797 | 0
2018-03-16 21:00 | 3 | 5 | 1 | 21 | 1798 | 0
2018-03-16 22:00 | 3 | 5 | 1 | 22 | 1799 | 0
2018-03-16 23:00 | 3 | 5 | 1 | 23 | 1800 | 0
2018-03-17 | 3 | 6 | 2 | 0 | 1801 | 0
2018-03-17 01:00 | 3 | 6 | 2 | 1 | 1802 | 0
2018-03-17 02:00 | 3 | 6 | 2 | 2 | 1803 | 0
2018-03-17 03:00 | 3 | 6 | 2 | 3 | 1804 | 0
2018-03-17 04:00 | 3 | 6 | 2 | 4 | 1805 | 0
2018-03-17 05:00 | 3 | 6 | 2 | 5 | 1806 | 0
2018-03-17 06:00 | 3 | 6 | 2 | 6 | 1807 | 0.0062038
2018-03-17 07:00 | 3 | 6 | 2 | 7 | 1808 | 0.10478
2018-03-17 08:00 | 3 | 6 | 2 | 8 | 1809 | 0.26759
2018-03-17 09:00 | 3 | 6 | 2 | 9 | 1810 | 0.41749
2018-03-17 10:00 | 3 | 6 | 2 | 10 | 1811 | 0.53386
2018-03-17 11:00 | 3 | 6 | 2 | 11 | 1812 | 0.52808
2018-03-17 12:00 | 3 | 6 | 2 | 12 | 1813 | 0.47015
2018-03-17 13:00 | 3 | 6 | 2 | 13 | 1814 | 0.39208
2018-03-17 14:00 | 3 | 6 | 2 | 14 | 1815 | 0.34589
2018-03-17 15:00 | 3 | 6 | 2 | 15 | 1816 | 0.28013
2018-03-17 16:00 | 3 | 6 | 2 | 16 | 1817 | 0.19859
2018-03-17 17:00 | 3 | 6 | 2 | 17 | 1818 | 0.11049
2018-03-17 18:00 | 3 | 6 | 2 | 18 | 1819 | 0.0061518
2018-03-17 19:00 | 3 | 6 | 2 | 19 | 1820 | 0
2018-03-17 20:00 | 3 | 6 | 2 | 20 | 1821 | 0
2018-03-17 21:00 | 3 | 6 | 2 | 21 | 1822 | 0
2018-03-17 22:00 | 3 | 6 | 2 | 22 | 1823 | 0
2018-03-17 23:00 | 3 | 6 | 2 | 23 | 1824 | 0
2018-03-18 | 3 | 7 | 2 | 0 | 1825 | 0
2018-03-18 01:00 | 3 | 7 | 2 | 1 | 1826 | 0
2018-03-18 02:00 | 3 | 7 | 2 | 2 | 1827 | 0
2018-03-18 03:00 | 3 | 7 | 2 | 3 | 1828 | 0
2018-03-18 04:00 | 3 | 7 | 2 | 4 | 1829 | 0
2018-03-18 05:00 | 3 | 7 | 2 | 5 | 1830 | 0
2018-03-18 06:00 | 3 | 7 | 2 | 6 | 1831 | 0.0070026
2018-03-18 07:00 | 3 | 7 | 2 | 7 | 1832 | 0.1053
2018-03-18 08:00 | 3 | 7 | 2 | 8 | 1833 | 0.24865
2018-03-18 09:00 | 3 | 7 | 2 | 9 | 1834 | 0.40729
2018-03-18 10:00 | 3 | 7 | 2 | 10 | 1835 | 0.50232
2018-03-18 11:00 | 3 | 7 | 2 | 11 | 1836 | 0.5596
2018-03-18 12:00 | 3 | 7 | 2 | 12 | 1837 | 0.5467
2018-03-18 13:00 | 3 | 7 | 2 | 13 | 1838 | 0.46765
2018-03-18 14:00 | 3 | 7 | 2 | 14 | 1839 | 0.39172
2018-03-18 15:00 | 3 | 7 | 2 | 15 | 1840 | 0.3075
2018-03-18 16:00 | 3 | 7 | 2 | 16 | 1841 | 0.21288
2018-03-18 17:00 | 3 | 7 | 2 | 17 | 1842 | 0.10748
2018-03-18 18:00 | 3 | 7 | 2 | 18 | 1843 | 0.0063312
2018-03-18 19:00 | 3 | 7 | 2 | 19 | 1844 | 0
2018-03-18 20:00 | 3 | 7 | 2 | 20 | 1845 | 0
2018-03-18 21:00 | 3 | 7 | 2 | 21 | 1846 | 0
2018-03-18 22:00 | 3 | 7 | 2 | 22 | 1847 | 0
2018-03-18 23:00 | 3 | 7 | 2 | 23 | 1848 | 0
2018-03-19 | 3 | 1 | 1 | 0 | 1849 | 0
2018-03-19 01:00 | 3 | 1 | 1 | 1 | 1850 | 0
2018-03-19 02:00 | 3 | 1 | 1 | 2 | 1851 | 0
2018-03-19 03:00 | 3 | 1 | 1 | 3 | 1852 | 0
2018-03-19 04:00 | 3 | 1 | 1 | 4 | 1853 | 0
2018-03-19 05:00 | 3 | 1 | 1 | 5 | 1854 | 0
2018-03-19 06:00 | 3 | 1 | 1 | 6 | 1855 | 0.0038311
2018-03-19 07:00 | 3 | 1 | 1 | 7 | 1856 | 0.08284
2018-03-19 08:00 | 3 | 1 | 1 | 8 | 1857 | 0.21682
2018-03-19 09:00 | 3 | 1 | 1 | 9 | 1858 | 0.34909
2018-03-19 10:00 | 3 | 1 | 1 | 10 | 1859 | 0.45293
2018-03-19 11:00 | 3 | 1 | 1 | 11 | 1860 | 0.49036
2018-03-19 12:00 | 3 | 1 | 1 | 12 | 1861 | 0.48603
2018-03-19 13:00 | 3 | 1 | 1 | 13 | 1862 | 0.41926
2018-03-19 14:00 | 3 | 1 | 1 | 14 | 1863 | 0.36565
2018-03-19 15:00 | 3 | 1 | 1 | 15 | 1864 | 0.32583
2018-03-19 16:00 | 3 | 1 | 1 | 16 | 1865 | 0.23768
2018-03-19 17:00 | 3 | 1 | 1 | 17 | 1866 | 0.12733
2018-03-19 18:00 | 3 | 1 | 1 | 18 | 1867 | 0.0093492
2018-03-19 19:00 | 3 | 1 | 1 | 19 | 1868 | 0
2018-03-19 20:00 | 3 | 1 | 1 | 20 | 1869 | 0
2018-03-19 21:00 | 3 | 1 | 1 | 21 | 1870 | 0
2018-03-19 22:00 | 3 | 1 | 1 | 22 | 1871 | 0
2018-03-19 23:00 | 3 | 1 | 1 | 23 | 1872 | 0
2018-03-20 | 3 | 2 | 1 | 0 | 1873 | 0
2018-03-20 01:00 | 3 | 2 | 1 | 1 | 1874 | 0
2018-03-20 02:00 | 3 | 2 | 1 | 2 | 1875 | 0
2018-03-20 03:00 | 3 | 2 | 1 | 3 | 1876 | 0
2018-03-20 04:00 | 3 | 2 | 1 | 4 | 1877 | 0
2018-03-20 05:00 | 3 | 2 | 1 | 5 | 1878 | 0
2018-03-20 06:00 | 3 | 2 | 1 | 6 | 1879 | 0.0054923
2018-03-20 07:00 | 3 | 2 | 1 | 7 | 1880 | 0.097132
2018-03-20 08:00 | 3 | 2 | 1 | 8 | 1881 | 0.2467
2018-03-20 09:00 | 3 | 2 | 1 | 9 | 1882 | 0.40184
2018-03-20 10:00 | 3 | 2 | 1 | 10 | 1883 | 0.50324
2018-03-20 11:00 | 3 | 2 | 1 | 11 | 1884 | 0.55677
2018-03-20 12:00 | 3 | 2 | 1 | 12 | 1885 | 0.57246
2018-03-20 13:00 | 3 | 2 | 1 | 13 | 1886 | 0.54076
2018-03-20 14:00 | 3 | 2 | 1 | 14 | 1887 | 0.51537
2018-03-20 15:00 | 3 | 2 | 1 | 15 | 1888 | 0.4224
2018-03-20 16:00 | 3 | 2 | 1 | 16 | 1889 | 0.29608
2018-03-20 17:00 | 3 | 2 | 1 | 17 | 1890 | 0.13848
2018-03-20 18:00 | 3 | 2 | 1 | 18 | 1891 | 0.011082
2018-03-20 19:00 | 3 | 2 | 1 | 19 | 1892 | 0
2018-03-20 20:00 | 3 | 2 | 1 | 20 | 1893 | 0
2018-03-20 21:00 | 3 | 2 | 1 | 21 | 1894 | 0
2018-03-20 22:00 | 3 | 2 | 1 | 22 | 1895 | 0
2018-03-20 23:00 | 3 | 2 | 1 | 23 | 1896 | 0
2018-03-21 | 3 | 3 | 1 | 0 | 1897 | 0
2018-03-21 01:00 | 3 | 3 | 1 | 1 | 1898 | 0
2018-03-21 02:00 | 3 | 3 | 1 | 2 | 1899 | 0
2018-03-21 03:00 | 3 | 3 | 1 | 3 | 1900 | 0
2018-03-21 04:00 | 3 | 3 | 1 | 4 | 1901 | 0
2018-03-21 05:00 | 3 | 3 | 1 | 5 | 1902 | 0
2018-03-21 06:00 | 3 | 3 | 1 | 6 | 1903 | 0.0069033
2018-03-21 07:00 | 3 | 3 | 1 | 7 | 1904 | 0.11196
2018-03-21 08:00 | 3 | 3 | 1 | 8 | 1905 | 0.264
2018-03-21 09:00 | 3 | 3 | 1 | 9 | 1906 | 0.41886
2018-03-21 10:00 | 3 | 3 | 1 | 10 | 1907 | 0.5406
2018-03-21 11:00 | 3 | 3 | 1 | 11 | 1908 | 0.60918
2018-03-21 12:00 | 3 | 3 | 1 | 12 | 1909 | 0.60497
2018-03-21 13:00 | 3 | 3 | 1 | 13 | 1910 | 0.58356
2018-03-21 14:00 | 3 | 3 | 1 | 14 | 1911 | 0.51941
2018-03-21 15:00 | 3 | 3 | 1 | 15 | 1912 | 0.40865
2018-03-21 16:00 | 3 | 3 | 1 | 16 | 1913 | 0.27891
2018-03-21 17:00 | 3 | 3 | 1 | 17 | 1914 | 0.1345
2018-03-21 18:00 | 3 | 3 | 1 | 18 | 1915 | 0.011598
2018-03-21 19:00 | 3 | 3 | 1 | 19 | 1916 | 0
2018-03-21 20:00 | 3 | 3 | 1 | 20 | 1917 | 0
2018-03-21 21:00 | 3 | 3 | 1 | 21 | 1918 | 0
2018-03-21 22:00 | 3 | 3 | 1 | 22 | 1919 | 0
2018-03-21 23:00 | 3 | 3 | 1 | 23 | 1920 | 0
2018-03-22 | 3 | 4 | 1 | 0 | 1921 | 0
2018-03-22 01:00 | 3 | 4 | 1 | 1 | 1922 | 0
2018-03-22 02:00 | 3 | 4 | 1 | 2 | 1923 | 0
2018-03-22 03:00 | 3 | 4 | 1 | 3 | 1924 | 0
2018-03-22 04:00 | 3 | 4 | 1 | 4 | 1925 | 0
2018-03-22 05:00 | 3 | 4 | 1 | 5 | 1926 | 0
2018-03-22 06:00 | 3 | 4 | 1 | 6 | 1927 | 0.0079751
2018-03-22 07:00 | 3 | 4 | 1 | 7 | 1928 | 0.10415
2018-03-22 08:00 | 3 | 4 | 1 | 8 | 1929 | 0.24973
2018-03-22 09:00 | 3 | 4 | 1 | 9 | 1930 | 0.40163
2018-03-22 10:00 | 3 | 4 | 1 | 10 | 1931 | 0.49893
2018-03-22 11:00 | 3 | 4 | 1 | 11 | 1932 | 0.55723
2018-03-22 12:00 | 3 | 4 | 1 | 12 | 1933 | 0.56937
2018-03-22 13:00 | 3 | 4 | 1 | 13 | 1934 | 0.53941
2018-03-22 14:00 | 3 | 4 | 1 | 14 | 1935 | 0.45924
2018-03-22 15:00 | 3 | 4 | 1 | 15 | 1936 | 0.36636
2018-03-22 16:00 | 3 | 4 | 1 | 16 | 1937 | 0.25204
2018-03-22 17:00 | 3 | 4 | 1 | 17 | 1938 | 0.12769
2018-03-22 18:00 | 3 | 4 | 1 | 18 | 1939 | 0.011075
2018-03-22 19:00 | 3 | 4 | 1 | 19 | 1940 | 0
2018-03-22 20:00 | 3 | 4 | 1 | 20 | 1941 | 0
2018-03-22 21:00 | 3 | 4 | 1 | 21 | 1942 | 0
2018-03-22 22:00 | 3 | 4 | 1 | 22 | 1943 | 0
2018-03-22 23:00 | 3 | 4 | 1 | 23 | 1944 | 0
2018-03-23 | 3 | 5 | 1 | 0 | 1945 | 0
2018-03-23 01:00 | 3 | 5 | 1 | 1 | 1946 | 0
2018-03-23 02:00 | 3 | 5 | 1 | 2 | 1947 | 0
2018-03-23 03:00 | 3 | 5 | 1 | 3 | 1948 | 0
2018-03-23 04:00 | 3 | 5 | 1 | 4 | 1949 | 0
2018-03-23 05:00 | 3 | 5 | 1 | 5 | 1950 | 0
2018-03-23 06:00 | 3 | 5 | 1 | 6 | 1951 | 0.0057541
2018-03-23 07:00 | 3 | 5 | 1 | 7 | 1952 | 0.085363
2018-03-23 08:00 | 3 | 5 | 1 | 8 | 1953 | 0.20667
2018-03-23 09:00 | 3 | 5 | 1 | 9 | 1954 | 0.32582
2018-03-23 10:00 | 3 | 5 | 1 | 10 | 1955 | 0.40894
2018-03-23 11:00 | 3 | 5 | 1 | 11 | 1956 | 0.45601
2018-03-23 12:00 | 3 | 5 | 1 | 12 | 1957 | 0.45987
2018-03-23 13:00 | 3 | 5 | 1 | 13 | 1958 | 0.42813
2018-03-23 14:00 | 3 | 5 | 1 | 14 | 1959 | 0.39867
2018-03-23 15:00 | 3 | 5 | 1 | 15 | 1960 | 0.32337
2018-03-23 16:00 | 3 | 5 | 1 | 16 | 1961 | 0.22607
2018-03-23 17:00 | 3 | 5 | 1 | 17 | 1962 | 0.12188
2018-03-23 18:00 | 3 | 5 | 1 | 18 | 1963 | 0.010362
2018-03-23 19:00 | 3 | 5 | 1 | 19 | 1964 | 0
2018-03-23 20:00 | 3 | 5 | 1 | 20 | 1965 | 0
2018-03-23 21:00 | 3 | 5 | 1 | 21 | 1966 | 0
2018-03-23 22:00 | 3 | 5 | 1 | 22 | 1967 | 0
2018-03-23 23:00 | 3 | 5 | 1 | 23 | 1968 | 0
2018-03-24 | 3 | 6 | 2 | 0 | 1969 | 0
2018-03-24 01:00 | 3 | 6 | 2 | 1 | 1970 | 0
2018-03-24 02:00 | 3 | 6 | 2 | 2 | 1971 | 0
2018-03-24 03:00 | 3 | 6 | 2 | 3 | 1972 | 0
2018-03-24 04:00 | 3 | 6 | 2 | 4 | 1973 | 0
2018-03-24 05:00 | 3 | 6 | 2 | 5 | 1974 | 0
2018-03-24 06:00 | 3 | 6 | 2 | 6 | 1975 | 0.0076049
2018-03-24 07:00 | 3 | 6 | 2 | 7 | 1976 | 0.095835
2018-03-24 08:00 | 3 | 6 | 2 | 8 | 1977 | 0.22669
2018-03-24 09:00 | 3 | 6 | 2 | 9 | 1978 | 0.37465
2018-03-24 10:00 | 3 | 6 | 2 | 10 | 1979 | 0.47224
2018-03-24 11:00 | 3 | 6 | 2 | 11 | 1980 | 0.51298
2018-03-24 12:00 | 3 | 6 | 2 | 12 | 1981 | 0.54166
2018-03-24 13:00 | 3 | 6 | 2 | 13 | 1982 | 0.52639
2018-03-24 14:00 | 3 | 6 | 2 | 14 | 1983 | 0.44073
2018-03-24 15:00 | 3 | 6 | 2 | 15 | 1984 | 0.3547
2018-03-24 16:00 | 3 | 6 | 2 | 16 | 1985 | 0.26019
2018-03-24 17:00 | 3 | 6 | 2 | 17 | 1986 | 0.13755
2018-03-24 18:00 | 3 | 6 | 2 | 18 | 1987 | 0.012669
2018-03-24 19:00 | 3 | 6 | 2 | 19 | 1988 | 0
2018-03-24 20:00 | 3 | 6 | 2 | 20 | 1989 | 0
2018-03-24 21:00 | 3 | 6 | 2 | 21 | 1990 | 0
2018-03-24 22:00 | 3 | 6 | 2 | 22 | 1991 | 0
2018-03-24 23:00 | 3 | 6 | 2 | 23 | 1992 | 0
2018-03-25 | 3 | 7 | 2 | 0 | 1993 | 0
2018-03-25 01:00 | 3 | 7 | 2 | 1 | 1994 | 0
2018-03-25 02:00 | 3 | 7 | 2 | 2 | 1995 | 0
2018-03-25 03:00 | 3 | 7 | 2 | 3 | 1996 | 0
2018-03-25 04:00 | 3 | 7 | 2 | 4 | 1997 | 0
2018-03-25 05:00 | 3 | 7 | 2 | 5 | 1998 | 0
2018-03-25 06:00 | 3 | 7 | 2 | 6 | 1999 | 0.0064287
2018-03-25 07:00 | 3 | 7 | 2 | 7 | 2000 | 0.078679
2018-03-25 08:00 | 3 | 7 | 2 | 8 | 2001 | 0.20336
2018-03-25 09:00 | 3 | 7 | 2 | 9 | 2002 | 0.32515
2018-03-25 10:00 | 3 | 7 | 2 | 10 | 2003 | 0.41943
2018-03-25 11:00 | 3 | 7 | 2 | 11 | 2004 | 0.48106
2018-03-25 12:00 | 3 | 7 | 2 | 12 | 2005 | 0.47233
2018-03-25 13:00 | 3 | 7 | 2 | 13 | 2006 | 0.41983
2018-03-25 14:00 | 3 | 7 | 2 | 14 | 2007 | 0.33553
2018-03-25 15:00 | 3 | 7 | 2 | 15 | 2008 | 0.2361
2018-03-25 16:00 | 3 | 7 | 2 | 16 | 2009 | 0.15889
2018-03-25 17:00 | 3 | 7 | 2 | 17 | 2010 | 0.093151
2018-03-25 18:00 | 3 | 7 | 2 | 18 | 2011 | 0.0067079
2018-03-25 19:00 | 3 | 7 | 2 | 19 | 2012 | 0
2018-03-25 20:00 | 3 | 7 | 2 | 20 | 2013 | 0
2018-03-25 21:00 | 3 | 7 | 2 | 21 | 2014 | 0
2018-03-25 22:00 | 3 | 7 | 2 | 22 | 2015 | 0
2018-03-25 23:00 | 3 | 7 | 2 | 23 | 2016 | 0
2018-03-26 | 3 | 1 | 1 | 0 | 2017 | 0
2018-03-26 01:00 | 3 | 1 | 1 | 1 | 2018 | 0
2018-03-26 02:00 | 3 | 1 | 1 | 2 | 2019 | 0
2018-03-26 03:00 | 3 | 1 | 1 | 3 | 2020 | 0
2018-03-26 04:00 | 3 | 1 | 1 | 4 | 2021 | 0
2018-03-26 05:00 | 3 | 1 | 1 | 5 | 2022 | 0
2018-03-26 06:00 | 3 | 1 | 1 | 6 | 2023 | 0.007554
2018-03-26 07:00 | 3 | 1 | 1 | 7 | 2024 | 0.091984
2018-03-26 08:00 | 3 | 1 | 1 | 8 | 2025 | 0.2227
2018-03-26 09:00 | 3 | 1 | 1 | 9 | 2026 | 0.35615
2018-03-26 10:00 | 3 | 1 | 1 | 10 | 2027 | 0.48664
2018-03-26 11:00 | 3 | 1 | 1 | 11 | 2028 | 0.49503
2018-03-26 12:00 | 3 | 1 | 1 | 12 | 2029 | 0.50118
2018-03-26 13:00 | 3 | 1 | 1 | 13 | 2030 | 0.45486
2018-03-26 14:00 | 3 | 1 | 1 | 14 | 2031 | 0.40357
2018-03-26 15:00 | 3 | 1 | 1 | 15 | 2032 | 0.32184
2018-03-26 16:00 | 3 | 1 | 1 | 16 | 2033 | 0.22962
2018-03-26 17:00 | 3 | 1 | 1 | 17 | 2034 | 0.12425
2018-03-26 18:00 | 3 | 1 | 1 | 18 | 2035 | 0.012172
2018-03-26 19:00 | 3 | 1 | 1 | 19 | 2036 | 0
2018-03-26 20:00 | 3 | 1 | 1 | 20 | 2037 | 0
2018-03-26 21:00 | 3 | 1 | 1 | 21 | 2038 | 0
2018-03-26 22:00 | 3 | 1 | 1 | 22 | 2039 | 0
2018-03-26 23:00 | 3 | 1 | 1 | 23 | 2040 | 0
2018-03-27 | 3 | 2 | 1 | 0 | 2041 | 0
2018-03-27 01:00 | 3 | 2 | 1 | 1 | 2042 | 0
2018-03-27 02:00 | 3 | 2 | 1 | 2 | 2043 | 0
2018-03-27 03:00 | 3 | 2 | 1 | 3 | 2044 | 0
2018-03-27 04:00 | 3 | 2 | 1 | 4 | 2045 | 0
2018-03-27 05:00 | 3 | 2 | 1 | 5 | 2046 | 0
2018-03-27 06:00 | 3 | 2 | 1 | 6 | 2047 | 0.013586
2018-03-27 07:00 | 3 | 2 | 1 | 7 | 2048 | 0.12312
2018-03-27 08:00 | 3 | 2 | 1 | 8 | 2049 | 0.27813
2018-03-27 09:00 | 3 | 2 | 1 | 9 | 2050 | 0.43772
2018-03-27 10:00 | 3 | 2 | 1 | 10 | 2051 | 0.55786
2018-03-27 11:00 | 3 | 2 | 1 | 11 | 2052 | 0.63075
2018-03-27 12:00 | 3 | 2 | 1 | 12 | 2053 | 0.66063
2018-03-27 13:00 | 3 | 2 | 1 | 13 | 2054 | 0.62468
2018-03-27 14:00 | 3 | 2 | 1 | 14 | 2055 | 0.55654
2018-03-27 15:00 | 3 | 2 | 1 | 15 | 2056 | 0.43704
2018-03-27 16:00 | 3 | 2 | 1 | 16 | 2057 | 0.29672
2018-03-27 17:00 | 3 | 2 | 1 | 17 | 2058 | 0.14688
2018-03-27 18:00 | 3 | 2 | 1 | 18 | 2059 | 0.015452
2018-03-27 19:00 | 3 | 2 | 1 | 19 | 2060 | 0
2018-03-27 20:00 | 3 | 2 | 1 | 20 | 2061 | 0
2018-03-27 21:00 | 3 | 2 | 1 | 21 | 2062 | 0
2018-03-27 22:00 | 3 | 2 | 1 | 22 | 2063 | 0
2018-03-27 23:00 | 3 | 2 | 1 | 23 | 2064 | 0
2018-03-28 | 3 | 3 | 1 | 0 | 2065 | 0
2018-03-28 01:00 | 3 | 3 | 1 | 1 | 2066 | 0
2018-03-28 02:00 | 3 | 3 | 1 | 2 | 2067 | 0
2018-03-28 03:00 | 3 | 3 | 1 | 3 | 2068 | 0
2018-03-28 04:00 | 3 | 3 | 1 | 4 | 2069 | 0
2018-03-28 05:00 | 3 | 3 | 1 | 5 | 2070 | 0
2018-03-28 06:00 | 3 | 3 | 1 | 6 | 2071 | 0.010609
2018-03-28 07:00 | 3 | 3 | 1 | 7 | 2072 | 0.096012
2018-03-28 08:00 | 3 | 3 | 1 | 8 | 2073 | 0.23003
2018-03-28 09:00 | 3 | 3 | 1 | 9 | 2074 | 0.36382
2018-03-28 10:00 | 3 | 3 | 1 | 10 | 2075 | 0.46099
2018-03-28 11:00 | 3 | 3 | 1 | 11 | 2076 | 0.47345
2018-03-28 12:00 | 3 | 3 | 1 | 12 | 2077 | 0.48501
2018-03-28 13:00 | 3 | 3 | 1 | 13 | 2078 | 0.41069
2018-03-28 14:00 | 3 | 3 | 1 | 14 | 2079 | 0.36693
2018-03-28 15:00 | 3 | 3 | 1 | 15 | 2080 | 0.2844
2018-03-28 16:00 | 3 | 3 | 1 | 16 | 2081 | 0.18086
2018-03-28 17:00 | 3 | 3 | 1 | 17 | 2082 | 0.10539
2018-03-28 18:00 | 3 | 3 | 1 | 18 | 2083 | 0.010044
2018-03-28 19:00 | 3 | 3 | 1 | 19 | 2084 | 0
2018-03-28 20:00 | 3 | 3 | 1 | 20 | 2085 | 0
2018-03-28 21:00 | 3 | 3 | 1 | 21 | 2086 | 0
2018-03-28 22:00 | 3 | 3 | 1 | 22 | 2087 | 0
2018-03-28 23:00 | 3 | 3 | 1 | 23 | 2088 | 0
2018-03-29 | 3 | 4 | 1 | 0 | 2089 | 0
2018-03-29 01:00 | 3 | 4 | 1 | 1 | 2090 | 0
2018-03-29 02:00 | 3 | 4 | 1 | 2 | 2091 | 0
2018-03-29 03:00 | 3 | 4 | 1 | 3 | 2092 | 0
2018-03-29 04:00 | 3 | 4 | 1 | 4 | 2093 | 0
2018-03-29 05:00 | 3 | 4 | 1 | 5 | 2094 | 0
2018-03-29 06:00 | 3 | 4 | 1 | 6 | 2095 | 0.012582
2018-03-29 07:00 | 3 | 4 | 1 | 7 | 2096 | 0.10007
2018-03-29 08:00 | 3 | 4 | 1 | 8 | 2097 | 0.22601
2018-03-29 09:00 | 3 | 4 | 1 | 9 | 2098 | 0.3563
2018-03-29 10:00 | 3 | 4 | 1 | 10 | 2099 | 0.42947
2018-03-29 11:00 | 3 | 4 | 1 | 11 | 2100 | 0.47331
2018-03-29 12:00 | 3 | 4 | 1 | 12 | 2101 | 0.47612
2018-03-29 13:00 | 3 | 4 | 1 | 13 | 2102 | 0.42279
2018-03-29 14:00 | 3 | 4 | 1 | 14 | 2103 | 0.34417
2018-03-29 15:00 | 3 | 4 | 1 | 15 | 2104 | 0.24175
2018-03-29 16:00 | 3 | 4 | 1 | 16 | 2105 | 0.16315
2018-03-29 17:00 | 3 | 4 | 1 | 17 | 2106 | 0.087834
2018-03-29 18:00 | 3 | 4 | 1 | 18 | 2107 | 0.0086426
2018-03-29 19:00 | 3 | 4 | 1 | 19 | 2108 | 0
2018-03-29 20:00 | 3 | 4 | 1 | 20 | 2109 | 0
2018-03-29 21:00 | 3 | 4 | 1 | 21 | 2110 | 0
2018-03-29 22:00 | 3 | 4 | 1 | 22 | 2111 | 0
2018-03-29 23:00 | 3 | 4 | 1 | 23 | 2112 | 0
2018-03-30 | 3 | 5 | 1 | 0 | 2113 | 0
2018-03-30 01:00 | 3 | 5 | 1 | 1 | 2114 | 0
2018-03-30 02:00 | 3 | 5 | 1 | 2 | 2115 | 0
2018-03-30 03:00 | 3 | 5 | 1 | 3 | 2116 | 0
2018-03-30 04:00 | 3 | 5 | 1 | 4 | 2117 | 0
2018-03-30 05:00 | 3 | 5 | 1 | 5 | 2118 | 0
2018-03-30 06:00 | 3 | 5 | 1 | 6 | 2119 | 0.013266
2018-03-30 07:00 | 3 | 5 | 1 | 7 | 2120 | 0.10317
2018-03-30 08:00 | 3 | 5 | 1 | 8 | 2121 | 0.23773
2018-03-30 09:00 | 3 | 5 | 1 | 9 | 2122 | 0.36786
2018-03-30 10:00 | 3 | 5 | 1 | 10 | 2123 | 0.43332
2018-03-30 11:00 | 3 | 5 | 1 | 11 | 2124 | 0.44282
2018-03-30 12:00 | 3 | 5 | 1 | 12 | 2125 | 0.48411
2018-03-30 13:00 | 3 | 5 | 1 | 13 | 2126 | 0.50451
2018-03-30 14:00 | 3 | 5 | 1 | 14 | 2127 | 0.44622
2018-03-30 15:00 | 3 | 5 | 1 | 15 | 2128 | 0.35132
2018-03-30 16:00 | 3 | 5 | 1 | 16 | 2129 | 0.27193
2018-03-30 17:00 | 3 | 5 | 1 | 17 | 2130 | 0.13759
2018-03-30 18:00 | 3 | 5 | 1 | 18 | 2131 | 0.016916
2018-03-30 19:00 | 3 | 5 | 1 | 19 | 2132 | 0
2018-03-30 20:00 | 3 | 5 | 1 | 20 | 2133 | 0
2018-03-30 21:00 | 3 | 5 | 1 | 21 | 2134 | 0
2018-03-30 22:00 | 3 | 5 | 1 | 22 | 2135 | 0
2018-03-30 23:00 | 3 | 5 | 1 | 23 | 2136 | 0
2018-03-31 | 3 | 6 | 2 | 0 | 2137 | 0
2018-03-31 01:00 | 3 | 6 | 2 | 1 | 2138 | 0
2018-03-31 02:00 | 3 | 6 | 2 | 2 | 2139 | 0
2018-03-31 03:00 | 3 | 6 | 2 | 3 | 2140 | 0
2018-03-31 04:00 | 3 | 6 | 2 | 4 | 2141 | 0
2018-03-31 05:00 | 3 | 6 | 2 | 5 | 2142 | 6.7227e-06
2018-03-31 06:00 | 3 | 6 | 2 | 6 | 2143 | 0.019705
2018-03-31 07:00 | 3 | 6 | 2 | 7 | 2144 | 0.13234
2018-03-31 08:00 | 3 | 6 | 2 | 8 | 2145 | 0.27761
2018-03-31 09:00 | 3 | 6 | 2 | 9 | 2146 | 0.42737
2018-03-31 10:00 | 3 | 6 | 2 | 10 | 2147 | 0.53739
2018-03-31 11:00 | 3 | 6 | 2 | 11 | 2148 | 0.57833
2018-03-31 12:00 | 3 | 6 | 2 | 12 | 2149 | 0.57739
2018-03-31 13:00 | 3 | 6 | 2 | 13 | 2150 | 0.54219
2018-03-31 14:00 | 3 | 6 | 2 | 14 | 2151 | 0.41762
2018-03-31 15:00 | 3 | 6 | 2 | 15 | 2152 | 0.29568
2018-03-31 16:00 | 3 | 6 | 2 | 16 | 2153 | 0.21123
2018-03-31 17:00 | 3 | 6 | 2 | 17 | 2154 | 0.1049
2018-03-31 18:00 | 3 | 6 | 2 | 18 | 2155 | 0.013198
2018-03-31 19:00 | 3 | 6 | 2 | 19 | 2156 | 0
2018-03-31 20:00 | 3 | 6 | 2 | 20 | 2157 | 0
2018-03-31 21:00 | 3 | 6 | 2 | 21 | 2158 | 0
2018-03-31 22:00 | 3 | 6 | 2 | 22 | 2159 | 0
2018-03-31 23:00 | 3 | 6 | 2 | 23 | 2160 | 0
2018-04-01 | 4 | 7 | 2 | 0 | 2161 | 0
2018-04-01 01:00 | 4 | 7 | 2 | 1 | 2162 | 0
2018-04-01 02:00 | 4 | 7 | 2 | 2 | 2163 | 0
2018-04-01 03:00 | 4 | 7 | 2 | 3 | 2164 | 0
2018-04-01 04:00 | 4 | 7 | 2 | 4 | 2165 | 0
2018-04-01 05:00 | 4 | 7 | 2 | 5 | 2166 | 0
2018-04-01 06:00 | 4 | 7 | 2 | 6 | 2167 | 0.020818
2018-04-01 07:00 | 4 | 7 | 2 | 7 | 2168 | 0.10836
2018-04-01 08:00 | 4 | 7 | 2 | 8 | 2169 | 0.22359
2018-04-01 09:00 | 4 | 7 | 2 | 9 | 2170 | 0.3331
2018-04-01 10:00 | 4 | 7 | 2 | 10 | 2171 | 0.40991
2018-04-01 11:00 | 4 | 7 | 2 | 11 | 2172 | 0.4343
2018-04-01 12:00 | 4 | 7 | 2 | 12 | 2173 | 0.44707
2018-04-01 13:00 | 4 | 7 | 2 | 13 | 2174 | 0.4553
2018-04-01 14:00 | 4 | 7 | 2 | 14 | 2175 | 0.37488
2018-04-01 15:00 | 4 | 7 | 2 | 15 | 2176 | 0.28995
2018-04-01 16:00 | 4 | 7 | 2 | 16 | 2177 | 0.1985
2018-04-01 17:00 | 4 | 7 | 2 | 17 | 2178 | 0.10982
2018-04-01 18:00 | 4 | 7 | 2 | 18 | 2179 | 0.013923
2018-04-01 19:00 | 4 | 7 | 2 | 19 | 2180 | 0
2018-04-01 20:00 | 4 | 7 | 2 | 20 | 2181 | 0
2018-04-01 21:00 | 4 | 7 | 2 | 21 | 2182 | 0
2018-04-01 22:00 | 4 | 7 | 2 | 22 | 2183 | 0
2018-04-01 23:00 | 4 | 7 | 2 | 23 | 2184 | 0
2018-04-02 | 4 | 1 | 1 | 0 | 2185 | 0
2018-04-02 01:00 | 4 | 1 | 1 | 1 | 2186 | 0
2018-04-02 02:00 | 4 | 1 | 1 | 2 | 2187 | 0
2018-04-02 03:00 | 4 | 1 | 1 | 3 | 2188 | 0
2018-04-02 04:00 | 4 | 1 | 1 | 4 | 2189 | 0
2018-04-02 05:00 | 4 | 1 | 1 | 5 | 2190 | 6.7227e-06
2018-04-02 06:00 | 4 | 1 | 1 | 6 | 2191 | 0.01777
2018-04-02 07:00 | 4 | 1 | 1 | 7 | 2192 | 0.10368
2018-04-02 08:00 | 4 | 1 | 1 | 8 | 2193 | 0.22535
2018-04-02 09:00 | 4 | 1 | 1 | 9 | 2194 | 0.33762
2018-04-02 10:00 | 4 | 1 | 1 | 10 | 2195 | 0.40385
2018-04-02 11:00 | 4 | 1 | 1 | 11 | 2196 | 0.4384
2018-04-02 12:00 | 4 | 1 | 1 | 12 | 2197 | 0.43852
2018-04-02 13:00 | 4 | 1 | 1 | 13 | 2198 | 0.41239
2018-04-02 14:00 | 4 | 1 | 1 | 14 | 2199 | 0.39203
2018-04-02 15:00 | 4 | 1 | 1 | 15 | 2200 | 0.33321
2018-04-02 16:00 | 4 | 1 | 1 | 16 | 2201 | 0.24889
2018-04-02 17:00 | 4 | 1 | 1 | 17 | 2202 | 0.14285
2018-04-02 18:00 | 4 | 1 | 1 | 18 | 2203 | 0.020272
2018-04-02 19:00 | 4 | 1 | 1 | 19 | 2204 | 0
2018-04-02 20:00 | 4 | 1 | 1 | 20 | 2205 | 0
2018-04-02 21:00 | 4 | 1 | 1 | 21 | 2206 | 0
2018-04-02 22:00 | 4 | 1 | 1 | 22 | 2207 | 0
2018-04-02 23:00 | 4 | 1 | 1 | 23 | 2208 | 0
2018-04-03 | 4 | 2 | 1 | 0 | 2209 | 0
2018-04-03 01:00 | 4 | 2 | 1 | 1 | 2210 | 0
2018-04-03 02:00 | 4 | 2 | 1 | 2 | 2211 | 0
2018-04-03 03:00 | 4 | 2 | 1 | 3 | 2212 | 0
2018-04-03 04:00 | 4 | 2 | 1 | 4 | 2213 | 0
2018-04-03 05:00 | 4 | 2 | 1 | 5 | 2214 | 0.0001792
2018-04-03 06:00 | 4 | 2 | 1 | 6 | 2215 | 0.030807
2018-04-03 07:00 | 4 | 2 | 1 | 7 | 2216 | 0.15354
2018-04-03 08:00 | 4 | 2 | 1 | 8 | 2217 | 0.31258
2018-04-03 09:00 | 4 | 2 | 1 | 9 | 2218 | 0.45036
2018-04-03 10:00 | 4 | 2 | 1 | 10 | 2219 | 0.53075
2018-04-03 11:00 | 4 | 2 | 1 | 11 | 2220 | 0.54452
2018-04-03 12:00 | 4 | 2 | 1 | 12 | 2221 | 0.54574
2018-04-03 13:00 | 4 | 2 | 1 | 13 | 2222 | 0.5212
2018-04-03 14:00 | 4 | 2 | 1 | 14 | 2223 | 0.39993
2018-04-03 15:00 | 4 | 2 | 1 | 15 | 2224 | 0.32694
2018-04-03 16:00 | 4 | 2 | 1 | 16 | 2225 | 0.22839
2018-04-03 17:00 | 4 | 2 | 1 | 17 | 2226 | 0.11519
2018-04-03 18:00 | 4 | 2 | 1 | 18 | 2227 | 0.016947
2018-04-03 19:00 | 4 | 2 | 1 | 19 | 2228 | 0
2018-04-03 20:00 | 4 | 2 | 1 | 20 | 2229 | 0
2018-04-03 21:00 | 4 | 2 | 1 | 21 | 2230 | 0
2018-04-03 22:00 | 4 | 2 | 1 | 22 | 2231 | 0
2018-04-03 23:00 | 4 | 2 | 1 | 23 | 2232 | 0
2018-04-04 | 4 | 3 | 1 | 0 | 2233 | 0
2018-04-04 01:00 | 4 | 3 | 1 | 1 | 2234 | 0
2018-04-04 02:00 | 4 | 3 | 1 | 2 | 2235 | 0
2018-04-04 03:00 | 4 | 3 | 1 | 3 | 2236 | 0
2018-04-04 04:00 | 4 | 3 | 1 | 4 | 2237 | 0
2018-04-04 05:00 | 4 | 3 | 1 | 5 | 2238 | 0.00017248
2018-04-04 06:00 | 4 | 3 | 1 | 6 | 2239 | 0.022471
2018-04-04 07:00 | 4 | 3 | 1 | 7 | 2240 | 0.11359
2018-04-04 08:00 | 4 | 3 | 1 | 8 | 2241 | 0.24454
2018-04-04 09:00 | 4 | 3 | 1 | 9 | 2242 | 0.37816
2018-04-04 10:00 | 4 | 3 | 1 | 10 | 2243 | 0.45172
2018-04-04 11:00 | 4 | 3 | 1 | 11 | 2244 | 0.45851
2018-04-04 12:00 | 4 | 3 | 1 | 12 | 2245 | 0.4686
2018-04-04 13:00 | 4 | 3 | 1 | 13 | 2246 | 0.45932
2018-04-04 14:00 | 4 | 3 | 1 | 14 | 2247 | 0.39889
2018-04-04 15:00 | 4 | 3 | 1 | 15 | 2248 | 0.32974
2018-04-04 16:00 | 4 | 3 | 1 | 16 | 2249 | 0.25077
2018-04-04 17:00 | 4 | 3 | 1 | 17 | 2250 | 0.1394
2018-04-04 18:00 | 4 | 3 | 1 | 18 | 2251 | 0.021592
2018-04-04 19:00 | 4 | 3 | 1 | 19 | 2252 | 0
2018-04-04 20:00 | 4 | 3 | 1 | 20 | 2253 | 0
2018-04-04 21:00 | 4 | 3 | 1 | 21 | 2254 | 0
2018-04-04 22:00 | 4 | 3 | 1 | 22 | 2255 | 0
2018-04-04 23:00 | 4 | 3 | 1 | 23 | 2256 | 0
2018-04-05 | 4 | 4 | 1 | 0 | 2257 | 0
2018-04-05 01:00 | 4 | 4 | 1 | 1 | 2258 | 0
2018-04-05 02:00 | 4 | 4 | 1 | 2 | 2259 | 0
2018-04-05 03:00 | 4 | 4 | 1 | 3 | 2260 | 0
2018-04-05 04:00 | 4 | 4 | 1 | 4 | 2261 | 0
2018-04-05 05:00 | 4 | 4 | 1 | 5 | 2262 | 0.00018593
2018-04-05 06:00 | 4 | 4 | 1 | 6 | 2263 | 0.032779
2018-04-05 07:00 | 4 | 4 | 1 | 7 | 2264 | 0.16206
2018-04-05 08:00 | 4 | 4 | 1 | 8 | 2265 | 0.3296
2018-04-05 09:00 | 4 | 4 | 1 | 9 | 2266 | 0.48525
2018-04-05 10:00 | 4 | 4 | 1 | 10 | 2267 | 0.58099
2018-04-05 11:00 | 4 | 4 | 1 | 11 | 2268 | 0.6157
2018-04-05 12:00 | 4 | 4 | 1 | 12 | 2269 | 0.63278
2018-04-05 13:00 | 4 | 4 | 1 | 13 | 2270 | 0.57595
2018-04-05 14:00 | 4 | 4 | 1 | 14 | 2271 | 0.5162
2018-04-05 15:00 | 4 | 4 | 1 | 15 | 2272 | 0.40481
2018-04-05 16:00 | 4 | 4 | 1 | 16 | 2273 | 0.29063
2018-04-05 17:00 | 4 | 4 | 1 | 17 | 2274 | 0.15729
2018-04-05 18:00 | 4 | 4 | 1 | 18 | 2275 | 0.025688
2018-04-05 19:00 | 4 | 4 | 1 | 19 | 2276 | 0
2018-04-05 20:00 | 4 | 4 | 1 | 20 | 2277 | 0
2018-04-05 21:00 | 4 | 4 | 1 | 21 | 2278 | 0
2018-04-05 22:00 | 4 | 4 | 1 | 22 | 2279 | 0
2018-04-05 23:00 | 4 | 4 | 1 | 23 | 2280 | 0
2018-04-06 | 4 | 5 | 1 | 0 | 2281 | 0
2018-04-06 01:00 | 4 | 5 | 1 | 1 | 2282 | 0
2018-04-06 02:00 | 4 | 5 | 1 | 2 | 2283 | 0
2018-04-06 03:00 | 4 | 5 | 1 | 3 | 2284 | 0
2018-04-06 04:00 | 4 | 5 | 1 | 4 | 2285 | 0
2018-04-06 05:00 | 4 | 5 | 1 | 5 | 2286 | 0.0001792
2018-04-06 06:00 | 4 | 5 | 1 | 6 | 2287 | 0.0335
2018-04-06 07:00 | 4 | 5 | 1 | 7 | 2288 | 0.15802
2018-04-06 08:00 | 4 | 5 | 1 | 8 | 2289 | 0.3111
2018-04-06 09:00 | 4 | 5 | 1 | 9 | 2290 | 0.46108
2018-04-06 10:00 | 4 | 5 | 1 | 10 | 2291 | 0.54759
2018-04-06 11:00 | 4 | 5 | 1 | 11 | 2292 | 0.57639
2018-04-06 12:00 | 4 | 5 | 1 | 12 | 2293 | 0.60341
2018-04-06 13:00 | 4 | 5 | 1 | 13 | 2294 | 0.5874
2018-04-06 14:00 | 4 | 5 | 1 | 14 | 2295 | 0.52628
2018-04-06 15:00 | 4 | 5 | 1 | 15 | 2296 | 0.42971
2018-04-06 16:00 | 4 | 5 | 1 | 16 | 2297 | 0.30855
2018-04-06 17:00 | 4 | 5 | 1 | 17 | 2298 | 0.16081
2018-04-06 18:00 | 4 | 5 | 1 | 18 | 2299 | 0.029024
2018-04-06 19:00 | 4 | 5 | 1 | 19 | 2300 | 0
2018-04-06 20:00 | 4 | 5 | 1 | 20 | 2301 | 0
2018-04-06 21:00 | 4 | 5 | 1 | 21 | 2302 | 0
2018-04-06 22:00 | 4 | 5 | 1 | 22 | 2303 | 0
2018-04-06 23:00 | 4 | 5 | 1 | 23 | 2304 | 0
2018-04-07 | 4 | 6 | 2 | 0 | 2305 | 0
2018-04-07 01:00 | 4 | 6 | 2 | 1 | 2306 | 0
2018-04-07 02:00 | 4 | 6 | 2 | 2 | 2307 | 0
2018-04-07 03:00 | 4 | 6 | 2 | 3 | 2308 | 0
2018-04-07 04:00 | 4 | 6 | 2 | 4 | 2309 | 0
2018-04-07 05:00 | 4 | 6 | 2 | 5 | 2310 | 0.00035168
2018-04-07 06:00 | 4 | 6 | 2 | 6 | 2311 | 0.036981
2018-04-07 07:00 | 4 | 6 | 2 | 7 | 2312 | 0.15807
2018-04-07 08:00 | 4 | 6 | 2 | 8 | 2313 | 0.32742
2018-04-07 09:00 | 4 | 6 | 2 | 9 | 2314 | 0.4806
2018-04-07 10:00 | 4 | 6 | 2 | 10 | 2315 | 0.5931
2018-04-07 11:00 | 4 | 6 | 2 | 11 | 2316 | 0.63131
2018-04-07 12:00 | 4 | 6 | 2 | 12 | 2317 | 0.68338
2018-04-07 13:00 | 4 | 6 | 2 | 13 | 2318 | 0.63051
2018-04-07 14:00 | 4 | 6 | 2 | 14 | 2319 | 0.57341
2018-04-07 15:00 | 4 | 6 | 2 | 15 | 2320 | 0.44153
2018-04-07 16:00 | 4 | 6 | 2 | 16 | 2321 | 0.32973
2018-04-07 17:00 | 4 | 6 | 2 | 17 | 2322 | 0.16842
2018-04-07 18:00 | 4 | 6 | 2 | 18 | 2323 | 0.030905
2018-04-07 19:00 | 4 | 6 | 2 | 19 | 2324 | 0
2018-04-07 20:00 | 4 | 6 | 2 | 20 | 2325 | 0
2018-04-07 21:00 | 4 | 6 | 2 | 21 | 2326 | 0
2018-04-07 22:00 | 4 | 6 | 2 | 22 | 2327 | 0
2018-04-07 23:00 | 4 | 6 | 2 | 23 | 2328 | 0
2018-04-08 | 4 | 7 | 2 | 0 | 2329 | 0
2018-04-08 01:00 | 4 | 7 | 2 | 1 | 2330 | 0
2018-04-08 02:00 | 4 | 7 | 2 | 2 | 2331 | 0
2018-04-08 03:00 | 4 | 7 | 2 | 3 | 2332 | 0
2018-04-08 04:00 | 4 | 7 | 2 | 4 | 2333 | 0
2018-04-08 05:00 | 4 | 7 | 2 | 5 | 2334 | 0.0010399
2018-04-08 06:00 | 4 | 7 | 2 | 6 | 2335 | 0.045143
2018-04-08 07:00 | 4 | 7 | 2 | 7 | 2336 | 0.17641
2018-04-08 08:00 | 4 | 7 | 2 | 8 | 2337 | 0.34201
2018-04-08 09:00 | 4 | 7 | 2 | 9 | 2338 | 0.49631
2018-04-08 10:00 | 4 | 7 | 2 | 10 | 2339 | 0.58875
2018-04-08 11:00 | 4 | 7 | 2 | 11 | 2340 | 0.61366
2018-04-08 12:00 | 4 | 7 | 2 | 12 | 2341 | 0.59581
2018-04-08 13:00 | 4 | 7 | 2 | 13 | 2342 | 0.58207
2018-04-08 14:00 | 4 | 7 | 2 | 14 | 2343 | 0.50284
2018-04-08 15:00 | 4 | 7 | 2 | 15 | 2344 | 0.406
2018-04-08 16:00 | 4 | 7 | 2 | 16 | 2345 | 0.27717
2018-04-08 17:00 | 4 | 7 | 2 | 17 | 2346 | 0.13944
2018-04-08 18:00 | 4 | 7 | 2 | 18 | 2347 | 0.026726
2018-04-08 19:00 | 4 | 7 | 2 | 19 | 2348 | 0
2018-04-08 20:00 | 4 | 7 | 2 | 20 | 2349 | 0
2018-04-08 21:00 | 4 | 7 | 2 | 21 | 2350 | 0
2018-04-08 22:00 | 4 | 7 | 2 | 22 | 2351 | 0
2018-04-08 23:00 | 4 | 7 | 2 | 23 | 2352 | 0
2018-04-09 | 4 | 1 | 1 | 0 | 2353 | 0
2018-04-09 01:00 | 4 | 1 | 1 | 1 | 2354 | 0
2018-04-09 02:00 | 4 | 1 | 1 | 2 | 2355 | 0
2018-04-09 03:00 | 4 | 1 | 1 | 3 | 2356 | 0
2018-04-09 04:00 | 4 | 1 | 1 | 4 | 2357 | 0
2018-04-09 05:00 | 4 | 1 | 1 | 5 | 2358 | 0.00035168
2018-04-09 06:00 | 4 | 1 | 1 | 6 | 2359 | 0.030058
2018-04-09 07:00 | 4 | 1 | 1 | 7 | 2360 | 0.11613
2018-04-09 08:00 | 4 | 1 | 1 | 8 | 2361 | 0.23355
2018-04-09 09:00 | 4 | 1 | 1 | 9 | 2362 | 0.34257
2018-04-09 10:00 | 4 | 1 | 1 | 10 | 2363 | 0.41073
2018-04-09 11:00 | 4 | 1 | 1 | 11 | 2364 | 0.46687
2018-04-09 12:00 | 4 | 1 | 1 | 12 | 2365 | 0.47615
2018-04-09 13:00 | 4 | 1 | 1 | 13 | 2366 | 0.44403
2018-04-09 14:00 | 4 | 1 | 1 | 14 | 2367 | 0.41939
2018-04-09 15:00 | 4 | 1 | 1 | 15 | 2368 | 0.30793
2018-04-09 16:00 | 4 | 1 | 1 | 16 | 2369 | 0.23201
2018-04-09 17:00 | 4 | 1 | 1 | 17 | 2370 | 0.13296
2018-04-09 18:00 | 4 | 1 | 1 | 18 | 2371 | 0.026242
2018-04-09 19:00 | 4 | 1 | 1 | 19 | 2372 | 0.00035648
2018-04-09 20:00 | 4 | 1 | 1 | 20 | 2373 | 0
2018-04-09 21:00 | 4 | 1 | 1 | 21 | 2374 | 0
2018-04-09 22:00 | 4 | 1 | 1 | 22 | 2375 | 0
2018-04-09 23:00 | 4 | 1 | 1 | 23 | 2376 | 0
2018-04-10 | 4 | 2 | 1 | 0 | 2377 | 0
2018-04-10 01:00 | 4 | 2 | 1 | 1 | 2378 | 0
2018-04-10 02:00 | 4 | 2 | 1 | 2 | 2379 | 0
2018-04-10 03:00 | 4 | 2 | 1 | 3 | 2380 | 0
2018-04-10 04:00 | 4 | 2 | 1 | 4 | 2381 | 0
2018-04-10 05:00 | 4 | 2 | 1 | 5 | 2382 | 0.00017248
2018-04-10 06:00 | 4 | 2 | 1 | 6 | 2383 | 0.038054
2018-04-10 07:00 | 4 | 2 | 1 | 7 | 2384 | 0.15819
2018-04-10 08:00 | 4 | 2 | 1 | 8 | 2385 | 0.31723
2018-04-10 09:00 | 4 | 2 | 1 | 9 | 2386 | 0.44772
2018-04-10 10:00 | 4 | 2 | 1 | 10 | 2387 | 0.52757
2018-04-10 11:00 | 4 | 2 | 1 | 11 | 2388 | 0.56973
2018-04-10 12:00 | 4 | 2 | 1 | 12 | 2389 | 0.56636
2018-04-10 13:00 | 4 | 2 | 1 | 13 | 2390 | 0.53098
2018-04-10 14:00 | 4 | 2 | 1 | 14 | 2391 | 0.46404
2018-04-10 15:00 | 4 | 2 | 1 | 15 | 2392 | 0.40819
2018-04-10 16:00 | 4 | 2 | 1 | 16 | 2393 | 0.30137
2018-04-10 17:00 | 4 | 2 | 1 | 17 | 2394 | 0.15703
2018-04-10 18:00 | 4 | 2 | 1 | 18 | 2395 | 0.033096
2018-04-10 19:00 | 4 | 2 | 1 | 19 | 2396 | 0.00035648
2018-04-10 20:00 | 4 | 2 | 1 | 20 | 2397 | 0
2018-04-10 21:00 | 4 | 2 | 1 | 21 | 2398 | 0
2018-04-10 22:00 | 4 | 2 | 1 | 22 | 2399 | 0
2018-04-10 23:00 | 4 | 2 | 1 | 23 | 2400 | 0
2018-04-11 | 4 | 3 | 1 | 0 | 2401 | 0
2018-04-11 01:00 | 4 | 3 | 1 | 1 | 2402 | 0
2018-04-11 02:00 | 4 | 3 | 1 | 2 | 2403 | 0
2018-04-11 03:00 | 4 | 3 | 1 | 3 | 2404 | 0
2018-04-11 04:00 | 4 | 3 | 1 | 4 | 2405 | 0
2018-04-11 05:00 | 4 | 3 | 1 | 5 | 2406 | 0.00141
2018-04-11 06:00 | 4 | 3 | 1 | 6 | 2407 | 0.049398
2018-04-11 07:00 | 4 | 3 | 1 | 7 | 2408 | 0.18351
2018-04-11 08:00 | 4 | 3 | 1 | 8 | 2409 | 0.34292
2018-04-11 09:00 | 4 | 3 | 1 | 9 | 2410 | 0.49227
2018-04-11 10:00 | 4 | 3 | 1 | 10 | 2411 | 0.57937
2018-04-11 11:00 | 4 | 3 | 1 | 11 | 2412 | 0.60582
2018-04-11 12:00 | 4 | 3 | 1 | 12 | 2413 | 0.61223
2018-04-11 13:00 | 4 | 3 | 1 | 13 | 2414 | 0.58134
2018-04-11 14:00 | 4 | 3 | 1 | 14 | 2415 | 0.50988
2018-04-11 15:00 | 4 | 3 | 1 | 15 | 2416 | 0.41468
2018-04-11 16:00 | 4 | 3 | 1 | 16 | 2417 | 0.29069
2018-04-11 17:00 | 4 | 3 | 1 | 17 | 2418 | 0.15639
2018-04-11 18:00 | 4 | 3 | 1 | 18 | 2419 | 0.034631
2018-04-11 19:00 | 4 | 3 | 1 | 19 | 2420 | 0.00035648
2018-04-11 20:00 | 4 | 3 | 1 | 20 | 2421 | 0
2018-04-11 21:00 | 4 | 3 | 1 | 21 | 2422 | 0
2018-04-11 22:00 | 4 | 3 | 1 | 22 | 2423 | 0
2018-04-11 23:00 | 4 | 3 | 1 | 23 | 2424 | 0
2018-04-12 | 4 | 4 | 1 | 0 | 2425 | 0
2018-04-12 01:00 | 4 | 4 | 1 | 1 | 2426 | 0
2018-04-12 02:00 | 4 | 4 | 1 | 2 | 2427 | 0
2018-04-12 03:00 | 4 | 4 | 1 | 3 | 2428 | 0
2018-04-12 04:00 | 4 | 4 | 1 | 4 | 2429 | 0
2018-04-12 05:00 | 4 | 4 | 1 | 5 | 2430 | 0.0017348
2018-04-12 06:00 | 4 | 4 | 1 | 6 | 2431 | 0.04998
2018-04-12 07:00 | 4 | 4 | 1 | 7 | 2432 | 0.18217
2018-04-12 08:00 | 4 | 4 | 1 | 8 | 2433 | 0.36216
2018-04-12 09:00 | 4 | 4 | 1 | 9 | 2434 | 0.501
2018-04-12 10:00 | 4 | 4 | 1 | 10 | 2435 | 0.60223
2018-04-12 11:00 | 4 | 4 | 1 | 11 | 2436 | 0.63266
2018-04-12 12:00 | 4 | 4 | 1 | 12 | 2437 | 0.61633
2018-04-12 13:00 | 4 | 4 | 1 | 13 | 2438 | 0.53117
2018-04-12 14:00 | 4 | 4 | 1 | 14 | 2439 | 0.4444
2018-04-12 15:00 | 4 | 4 | 1 | 15 | 2440 | 0.3244
2018-04-12 16:00 | 4 | 4 | 1 | 16 | 2441 | 0.23976
2018-04-12 17:00 | 4 | 4 | 1 | 17 | 2442 | 0.12595
2018-04-12 18:00 | 4 | 4 | 1 | 18 | 2443 | 0.03219
2018-04-12 19:00 | 4 | 4 | 1 | 19 | 2444 | 0.00035648
2018-04-12 20:00 | 4 | 4 | 1 | 20 | 2445 | 0
2018-04-12 21:00 | 4 | 4 | 1 | 21 | 2446 | 0
2018-04-12 22:00 | 4 | 4 | 1 | 22 | 2447 | 0
2018-04-12 23:00 | 4 | 4 | 1 | 23 | 2448 | 0
2018-04-13 | 4 | 5 | 1 | 0 | 2449 | 0
2018-04-13 01:00 | 4 | 5 | 1 | 1 | 2450 | 0
2018-04-13 02:00 | 4 | 5 | 1 | 2 | 2451 | 0
2018-04-13 03:00 | 4 | 5 | 1 | 3 | 2452 | 0
2018-04-13 04:00 | 4 | 5 | 1 | 4 | 2453 | 0
2018-04-13 05:00 | 4 | 5 | 1 | 5 | 2454 | 0.0017348
2018-04-13 06:00 | 4 | 5 | 1 | 6 | 2455 | 0.048619
2018-04-13 07:00 | 4 | 5 | 1 | 7 | 2456 | 0.1656
2018-04-13 08:00 | 4 | 5 | 1 | 8 | 2457 | 0.31451
2018-04-13 09:00 | 4 | 5 | 1 | 9 | 2458 | 0.44884
2018-04-13 10:00 | 4 | 5 | 1 | 10 | 2459 | 0.52792
2018-04-13 11:00 | 4 | 5 | 1 | 11 | 2460 | 0.52984
2018-04-13 12:00 | 4 | 5 | 1 | 12 | 2461 | 0.54389
2018-04-13 13:00 | 4 | 5 | 1 | 13 | 2462 | 0.48401
2018-04-13 14:00 | 4 | 5 | 1 | 14 | 2463 | 0.44535
2018-04-13 15:00 | 4 | 5 | 1 | 15 | 2464 | 0.31813
2018-04-13 16:00 | 4 | 5 | 1 | 16 | 2465 | 0.23643
2018-04-13 17:00 | 4 | 5 | 1 | 17 | 2466 | 0.1289
2018-04-13 18:00 | 4 | 5 | 1 | 18 | 2467 | 0.032724
2018-04-13 19:00 | 4 | 5 | 1 | 19 | 2468 | 0.00035648
2018-04-13 20:00 | 4 | 5 | 1 | 20 | 2469 | 0
2018-04-13 21:00 | 4 | 5 | 1 | 21 | 2470 | 0
2018-04-13 22:00 | 4 | 5 | 1 | 22 | 2471 | 0
2018-04-13 23:00 | 4 | 5 | 1 | 23 | 2472 | 0
2018-04-14 | 4 | 6 | 2 | 0 | 2473 | 0
2018-04-14 01:00 | 4 | 6 | 2 | 1 | 2474 | 0
2018-04-14 02:00 | 4 | 6 | 2 | 2 | 2475 | 0
2018-04-14 03:00 | 4 | 6 | 2 | 3 | 2476 | 0
2018-04-14 04:00 | 4 | 6 | 2 | 4 | 2477 | 0
2018-04-14 05:00 | 4 | 6 | 2 | 5 | 2478 | 0.0010399
2018-04-14 06:00 | 4 | 6 | 2 | 6 | 2479 | 0.035182
2018-04-14 07:00 | 4 | 6 | 2 | 7 | 2480 | 0.12178
2018-04-14 08:00 | 4 | 6 | 2 | 8 | 2481 | 0.24256
2018-04-14 09:00 | 4 | 6 | 2 | 9 | 2482 | 0.36513
2018-04-14 10:00 | 4 | 6 | 2 | 10 | 2483 | 0.43643
2018-04-14 11:00 | 4 | 6 | 2 | 11 | 2484 | 0.48536
2018-04-14 12:00 | 4 | 6 | 2 | 12 | 2485 | 0.4838
2018-04-14 13:00 | 4 | 6 | 2 | 13 | 2486 | 0.47803
2018-04-14 14:00 | 4 | 6 | 2 | 14 | 2487 | 0.43449
2018-04-14 15:00 | 4 | 6 | 2 | 15 | 2488 | 0.3397
2018-04-14 16:00 | 4 | 6 | 2 | 16 | 2489 | 0.2527
2018-04-14 17:00 | 4 | 6 | 2 | 17 | 2490 | 0.14599
2018-04-14 18:00 | 4 | 6 | 2 | 18 | 2491 | 0.040598
2018-04-14 19:00 | 4 | 6 | 2 | 19 | 2492 | 0.00035648
2018-04-14 20:00 | 4 | 6 | 2 | 20 | 2493 | 0
2018-04-14 21:00 | 4 | 6 | 2 | 21 | 2494 | 0
2018-04-14 22:00 | 4 | 6 | 2 | 22 | 2495 | 0
2018-04-14 23:00 | 4 | 6 | 2 | 23 | 2496 | 0
2018-04-15 | 4 | 7 | 2 | 0 | 2497 | 0
2018-04-15 01:00 | 4 | 7 | 2 | 1 | 2498 | 0
2018-04-15 02:00 | 4 | 7 | 2 | 2 | 2499 | 0
2018-04-15 03:00 | 4 | 7 | 2 | 3 | 2500 | 0
2018-04-15 04:00 | 4 | 7 | 2 | 4 | 2501 | 0
2018-04-15 05:00 | 4 | 7 | 2 | 5 | 2502 | 0.0024547
2018-04-15 06:00 | 4 | 7 | 2 | 6 | 2503 | 0.045974
2018-04-15 07:00 | 4 | 7 | 2 | 7 | 2504 | 0.15686
2018-04-15 08:00 | 4 | 7 | 2 | 8 | 2505 | 0.31115
2018-04-15 09:00 | 4 | 7 | 2 | 9 | 2506 | 0.44509
2018-04-15 10:00 | 4 | 7 | 2 | 10 | 2507 | 0.53996
2018-04-15 11:00 | 4 | 7 | 2 | 11 | 2508 | 0.57506
2018-04-15 12:00 | 4 | 7 | 2 | 12 | 2509 | 0.60245
2018-04-15 13:00 | 4 | 7 | 2 | 13 | 2510 | 0.5935
2018-04-15 14:00 | 4 | 7 | 2 | 14 | 2511 | 0.50643
2018-04-15 15:00 | 4 | 7 | 2 | 15 | 2512 | 0.41261
2018-04-15 16:00 | 4 | 7 | 2 | 16 | 2513 | 0.2986
2018-04-15 17:00 | 4 | 7 | 2 | 17 | 2514 | 0.15962
2018-04-15 18:00 | 4 | 7 | 2 | 18 | 2515 | 0.043985
2018-04-15 19:00 | 4 | 7 | 2 | 19 | 2516 | 0.00071296
2018-04-15 20:00 | 4 | 7 | 2 | 20 | 2517 | 0
2018-04-15 21:00 | 4 | 7 | 2 | 21 | 2518 | 0
2018-04-15 22:00 | 4 | 7 | 2 | 22 | 2519 | 0
2018-04-15 23:00 | 4 | 7 | 2 | 23 | 2520 | 0
2018-04-16 | 4 | 1 | 1 | 0 | 2521 | 0
2018-04-16 01:00 | 4 | 1 | 1 | 1 | 2522 | 0
2018-04-16 02:00 | 4 | 1 | 1 | 2 | 2523 | 0
2018-04-16 03:00 | 4 | 1 | 1 | 3 | 2524 | 0
2018-04-16 04:00 | 4 | 1 | 1 | 4 | 2525 | 0
2018-04-16 05:00 | 4 | 1 | 1 | 5 | 2526 | 0.0038328
2018-04-16 06:00 | 4 | 1 | 1 | 6 | 2527 | 0.066672
2018-04-16 07:00 | 4 | 1 | 1 | 7 | 2528 | 0.21594
2018-04-16 08:00 | 4 | 1 | 1 | 8 | 2529 | 0.4034
2018-04-16 09:00 | 4 | 1 | 1 | 9 | 2530 | 0.56603
2018-04-16 10:00 | 4 | 1 | 1 | 10 | 2531 | 0.66806
2018-04-16 11:00 | 4 | 1 | 1 | 11 | 2532 | 0.70836
2018-04-16 12:00 | 4 | 1 | 1 | 12 | 2533 | 0.70434
2018-04-16 13:00 | 4 | 1 | 1 | 13 | 2534 | 0.67619
2018-04-16 14:00 | 4 | 1 | 1 | 14 | 2535 | 0.58015
2018-04-16 15:00 | 4 | 1 | 1 | 15 | 2536 | 0.48041
2018-04-16 16:00 | 4 | 1 | 1 | 16 | 2537 | 0.33525
2018-04-16 17:00 | 4 | 1 | 1 | 17 | 2538 | 0.17711
2018-04-16 18:00 | 4 | 1 | 1 | 18 | 2539 | 0.047737
2018-04-16 19:00 | 4 | 1 | 1 | 19 | 2540 | 0.00071296
2018-04-16 20:00 | 4 | 1 | 1 | 20 | 2541 | 0
2018-04-16 21:00 | 4 | 1 | 1 | 21 | 2542 | 0
2018-04-16 22:00 | 4 | 1 | 1 | 22 | 2543 | 0
2018-04-16 23:00 | 4 | 1 | 1 | 23 | 2544 | 0
2018-04-17 | 4 | 2 | 1 | 0 | 2545 | 0
2018-04-17 01:00 | 4 | 2 | 1 | 1 | 2546 | 0
2018-04-17 02:00 | 4 | 2 | 1 | 2 | 2547 | 0
2018-04-17 03:00 | 4 | 2 | 1 | 3 | 2548 | 0
2018-04-17 04:00 | 4 | 2 | 1 | 4 | 2549 | 0
2018-04-17 05:00 | 4 | 2 | 1 | 5 | 2550 | 0.0036553
2018-04-17 06:00 | 4 | 2 | 1 | 6 | 2551 | 0.062174
2018-04-17 07:00 | 4 | 2 | 1 | 7 | 2552 | 0.18474
2018-04-17 08:00 | 4 | 2 | 1 | 8 | 2553 | 0.3413
2018-04-17 09:00 | 4 | 2 | 1 | 9 | 2554 | 0.46397
2018-04-17 10:00 | 4 | 2 | 1 | 10 | 2555 | 0.56249
2018-04-17 11:00 | 4 | 2 | 1 | 11 | 2556 | 0.57006
2018-04-17 12:00 | 4 | 2 | 1 | 12 | 2557 | 0.58293
2018-04-17 13:00 | 4 | 2 | 1 | 13 | 2558 | 0.53764
2018-04-17 14:00 | 4 | 2 | 1 | 14 | 2559 | 0.45812
2018-04-17 15:00 | 4 | 2 | 1 | 15 | 2560 | 0.35035
2018-04-17 16:00 | 4 | 2 | 1 | 16 | 2561 | 0.25734
2018-04-17 17:00 | 4 | 2 | 1 | 17 | 2562 | 0.14034
2018-04-17 18:00 | 4 | 2 | 1 | 18 | 2563 | 0.044949
2018-04-17 19:00 | 4 | 2 | 1 | 19 | 2564 | 0.00071296
2018-04-17 20:00 | 4 | 2 | 1 | 20 | 2565 | 0
2018-04-17 21:00 | 4 | 2 | 1 | 21 | 2566 | 0
2018-04-17 22:00 | 4 | 2 | 1 | 22 | 2567 | 0
2018-04-17 23:00 | 4 | 2 | 1 | 23 | 2568 | 0
2018-04-18 | 4 | 3 | 1 | 0 | 2569 | 0
2018-04-18 01:00 | 4 | 3 | 1 | 1 | 2570 | 0
2018-04-18 02:00 | 4 | 3 | 1 | 2 | 2571 | 0
2018-04-18 03:00 | 4 | 3 | 1 | 3 | 2572 | 0
2018-04-18 04:00 | 4 | 3 | 1 | 4 | 2573 | 0
2018-04-18 05:00 | 4 | 3 | 1 | 5 | 2574 | 0.0027997
2018-04-18 06:00 | 4 | 3 | 1 | 6 | 2575 | 0.048784
2018-04-18 07:00 | 4 | 3 | 1 | 7 | 2576 | 0.15792
2018-04-18 08:00 | 4 | 3 | 1 | 8 | 2577 | 0.30087
2018-04-18 09:00 | 4 | 3 | 1 | 9 | 2578 | 0.4193
2018-04-18 10:00 | 4 | 3 | 1 | 10 | 2579 | 0.50336
2018-04-18 11:00 | 4 | 3 | 1 | 11 | 2580 | 0.53825
2018-04-18 12:00 | 4 | 3 | 1 | 12 | 2581 | 0.54354
2018-04-18 13:00 | 4 | 3 | 1 | 13 | 2582 | 0.50115
2018-04-18 14:00 | 4 | 3 | 1 | 14 | 2583 | 0.45249
2018-04-18 15:00 | 4 | 3 | 1 | 15 | 2584 | 0.37077
2018-04-18 16:00 | 4 | 3 | 1 | 16 | 2585 | 0.25747
2018-04-18 17:00 | 4 | 3 | 1 | 17 | 2586 | 0.13745
2018-04-18 18:00 | 4 | 3 | 1 | 18 | 2587 | 0.043032
2018-04-18 19:00 | 4 | 3 | 1 | 19 | 2588 | 0.00071296
2018-04-18 20:00 | 4 | 3 | 1 | 20 | 2589 | 0
2018-04-18 21:00 | 4 | 3 | 1 | 21 | 2590 | 0
2018-04-18 22:00 | 4 | 3 | 1 | 22 | 2591 | 0
2018-04-18 23:00 | 4 | 3 | 1 | 23 | 2592 | 0
2018-04-19 | 4 | 4 | 1 | 0 | 2593 | 0
2018-04-19 01:00 | 4 | 4 | 1 | 1 | 2594 | 0
2018-04-19 02:00 | 4 | 4 | 1 | 2 | 2595 | 0
2018-04-19 03:00 | 4 | 4 | 1 | 3 | 2596 | 0
2018-04-19 04:00 | 4 | 4 | 1 | 4 | 2597 | 0
2018-04-19 05:00 | 4 | 4 | 1 | 5 | 2598 | 0.0030108
2018-04-19 06:00 | 4 | 4 | 1 | 6 | 2599 | 0.049725
2018-04-19 07:00 | 4 | 4 | 1 | 7 | 2600 | 0.16139
2018-04-19 08:00 | 4 | 4 | 1 | 8 | 2601 | 0.31388
2018-04-19 09:00 | 4 | 4 | 1 | 9 | 2602 | 0.43502
2018-04-19 10:00 | 4 | 4 | 1 | 10 | 2603 | 0.5173
2018-04-19 11:00 | 4 | 4 | 1 | 11 | 2604 | 0.54059
2018-04-19 12:00 | 4 | 4 | 1 | 12 | 2605 | 0.55627
2018-04-19 13:00 | 4 | 4 | 1 | 13 | 2606 | 0.5218
2018-04-19 14:00 | 4 | 4 | 1 | 14 | 2607 | 0.47449
2018-04-19 15:00 | 4 | 4 | 1 | 15 | 2608 | 0.38583
2018-04-19 16:00 | 4 | 4 | 1 | 16 | 2609 | 0.27668
2018-04-19 17:00 | 4 | 4 | 1 | 17 | 2610 | 0.1536
2018-04-19 18:00 | 4 | 4 | 1 | 18 | 2611 | 0.047227
2018-04-19 19:00 | 4 | 4 | 1 | 19 | 2612 | 0.0015919
2018-04-19 20:00 | 4 | 4 | 1 | 20 | 2613 | 0
2018-04-19 21:00 | 4 | 4 | 1 | 21 | 2614 | 0
2018-04-19 22:00 | 4 | 4 | 1 | 22 | 2615 | 0
2018-04-19 23:00 | 4 | 4 | 1 | 23 | 2616 | 0
2018-04-20 | 4 | 5 | 1 | 0 | 2617 | 0
2018-04-20 01:00 | 4 | 5 | 1 | 1 | 2618 | 0
2018-04-20 02:00 | 4 | 5 | 1 | 2 | 2619 | 0
2018-04-20 03:00 | 4 | 5 | 1 | 3 | 2620 | 0
2018-04-20 04:00 | 4 | 5 | 1 | 4 | 2621 | 0
2018-04-20 05:00 | 4 | 5 | 1 | 5 | 2622 | 0.0044004
2018-04-20 06:00 | 4 | 5 | 1 | 6 | 2623 | 0.059286
2018-04-20 07:00 | 4 | 5 | 1 | 7 | 2624 | 0.179
2018-04-20 08:00 | 4 | 5 | 1 | 8 | 2625 | 0.32625
2018-04-20 09:00 | 4 | 5 | 1 | 9 | 2626 | 0.46044
2018-04-20 10:00 | 4 | 5 | 1 | 10 | 2627 | 0.57119
2018-04-20 11:00 | 4 | 5 | 1 | 11 | 2628 | 0.58463
2018-04-20 12:00 | 4 | 5 | 1 | 12 | 2629 | 0.58621
2018-04-20 13:00 | 4 | 5 | 1 | 13 | 2630 | 0.54508
2018-04-20 14:00 | 4 | 5 | 1 | 14 | 2631 | 0.47956
2018-04-20 15:00 | 4 | 5 | 1 | 15 | 2632 | 0.37219
2018-04-20 16:00 | 4 | 5 | 1 | 16 | 2633 | 0.28058
2018-04-20 17:00 | 4 | 5 | 1 | 17 | 2634 | 0.15253
2018-04-20 18:00 | 4 | 5 | 1 | 18 | 2635 | 0.052175
2018-04-20 19:00 | 4 | 5 | 1 | 19 | 2636 | 0.0019484
2018-04-20 20:00 | 4 | 5 | 1 | 20 | 2637 | 0
2018-04-20 21:00 | 4 | 5 | 1 | 21 | 2638 | 0
2018-04-20 22:00 | 4 | 5 | 1 | 22 | 2639 | 0
2018-04-20 23:00 | 4 | 5 | 1 | 23 | 2640 | 0
2018-04-21 | 4 | 6 | 2 | 0 | 2641 | 0
2018-04-21 01:00 | 4 | 6 | 2 | 1 | 2642 | 0
2018-04-21 02:00 | 4 | 6 | 2 | 2 | 2643 | 0
2018-04-21 03:00 | 4 | 6 | 2 | 3 | 2644 | 0
2018-04-21 04:00 | 4 | 6 | 2 | 4 | 2645 | 0
2018-04-21 05:00 | 4 | 6 | 2 | 5 | 2646 | 0.0054451
2018-04-21 06:00 | 4 | 6 | 2 | 6 | 2647 | 0.064181
2018-04-21 07:00 | 4 | 6 | 2 | 7 | 2648 | 0.19029
2018-04-21 08:00 | 4 | 6 | 2 | 8 | 2649 | 0.32463
2018-04-21 09:00 | 4 | 6 | 2 | 9 | 2650 | 0.4546
2018-04-21 10:00 | 4 | 6 | 2 | 10 | 2651 | 0.54467
2018-04-21 11:00 | 4 | 6 | 2 | 11 | 2652 | 0.57469
2018-04-21 12:00 | 4 | 6 | 2 | 12 | 2653 | 0.5769
2018-04-21 13:00 | 4 | 6 | 2 | 13 | 2654 | 0.53663
2018-04-21 14:00 | 4 | 6 | 2 | 14 | 2655 | 0.48723
2018-04-21 15:00 | 4 | 6 | 2 | 15 | 2656 | 0.39588
2018-04-21 16:00 | 4 | 6 | 2 | 16 | 2657 | 0.29321
2018-04-21 17:00 | 4 | 6 | 2 | 17 | 2658 | 0.1627
2018-04-21 18:00 | 4 | 6 | 2 | 18 | 2659 | 0.054302
2018-04-21 19:00 | 4 | 6 | 2 | 19 | 2660 | 0.0019484
2018-04-21 20:00 | 4 | 6 | 2 | 20 | 2661 | 0
2018-04-21 21:00 | 4 | 6 | 2 | 21 | 2662 | 0
2018-04-21 22:00 | 4 | 6 | 2 | 22 | 2663 | 0
2018-04-21 23:00 | 4 | 6 | 2 | 23 | 2664 | 0
2018-04-22 | 4 | 7 | 2 | 0 | 2665 | 0
2018-04-22 01:00 | 4 | 7 | 2 | 1 | 2666 | 0
2018-04-22 02:00 | 4 | 7 | 2 | 2 | 2667 | 0
2018-04-22 03:00 | 4 | 7 | 2 | 3 | 2668 | 0
2018-04-22 04:00 | 4 | 7 | 2 | 4 | 2669 | 0
2018-04-22 05:00 | 4 | 7 | 2 | 5 | 2670 | 0.0063545
2018-04-22 06:00 | 4 | 7 | 2 | 6 | 2671 | 0.067239
2018-04-22 07:00 | 4 | 7 | 2 | 7 | 2672 | 0.1946
2018-04-22 08:00 | 4 | 7 | 2 | 8 | 2673 | 0.34976
2018-04-22 09:00 | 4 | 7 | 2 | 9 | 2674 | 0.47179
2018-04-22 10:00 | 4 | 7 | 2 | 10 | 2675 | 0.55346
2018-04-22 11:00 | 4 | 7 | 2 | 11 | 2676 | 0.5845
2018-04-22 12:00 | 4 | 7 | 2 | 12 | 2677 | 0.5678
2018-04-22 13:00 | 4 | 7 | 2 | 13 | 2678 | 0.52401
2018-04-22 14:00 | 4 | 7 | 2 | 14 | 2679 | 0.44911
2018-04-22 15:00 | 4 | 7 | 2 | 15 | 2680 | 0.35065
2018-04-22 16:00 | 4 | 7 | 2 | 16 | 2681 | 0.2542
2018-04-22 17:00 | 4 | 7 | 2 | 17 | 2682 | 0.14122
2018-04-22 18:00 | 4 | 7 | 2 | 18 | 2683 | 0.050104
2018-04-22 19:00 | 4 | 7 | 2 | 19 | 2684 | 0.0019484
2018-04-22 20:00 | 4 | 7 | 2 | 20 | 2685 | 0
2018-04-22 21:00 | 4 | 7 | 2 | 21 | 2686 | 0
2018-04-22 22:00 | 4 | 7 | 2 | 22 | 2687 | 0
2018-04-22 23:00 | 4 | 7 | 2 | 23 | 2688 | 0
2018-04-23 | 4 | 1 | 1 | 0 | 2689 | 0
2018-04-23 01:00 | 4 | 1 | 1 | 1 | 2690 | 0
2018-04-23 02:00 | 4 | 1 | 1 | 2 | 2691 | 0
2018-04-23 03:00 | 4 | 1 | 1 | 3 | 2692 | 0
2018-04-23 04:00 | 4 | 1 | 1 | 4 | 2693 | 0
2018-04-23 05:00 | 4 | 1 | 1 | 5 | 2694 | 0.0054604
2018-04-23 06:00 | 4 | 1 | 1 | 6 | 2695 | 0.061018
2018-04-23 07:00 | 4 | 1 | 1 | 7 | 2696 | 0.1685
2018-04-23 08:00 | 4 | 1 | 1 | 8 | 2697 | 0.309
2018-04-23 09:00 | 4 | 1 | 1 | 9 | 2698 | 0.42378
2018-04-23 10:00 | 4 | 1 | 1 | 10 | 2699 | 0.50325
2018-04-23 11:00 | 4 | 1 | 1 | 11 | 2700 | 0.54202
2018-04-23 12:00 | 4 | 1 | 1 | 12 | 2701 | 0.56381
2018-04-23 13:00 | 4 | 1 | 1 | 13 | 2702 | 0.51752
2018-04-23 14:00 | 4 | 1 | 1 | 14 | 2703 | 0.44912
2018-04-23 15:00 | 4 | 1 | 1 | 15 | 2704 | 0.36437
2018-04-23 16:00 | 4 | 1 | 1 | 16 | 2705 | 0.2713
2018-04-23 17:00 | 4 | 1 | 1 | 17 | 2706 | 0.15025
2018-04-23 18:00 | 4 | 1 | 1 | 18 | 2707 | 0.054815
2018-04-23 19:00 | 4 | 1 | 1 | 19 | 2708 | 0.0028273
2018-04-23 20:00 | 4 | 1 | 1 | 20 | 2709 | 0
2018-04-23 21:00 | 4 | 1 | 1 | 21 | 2710 | 0
2018-04-23 22:00 | 4 | 1 | 1 | 22 | 2711 | 0
2018-04-23 23:00 | 4 | 1 | 1 | 23 | 2712 | 0
2018-04-24 | 4 | 2 | 1 | 0 | 2713 | 0
2018-04-24 01:00 | 4 | 2 | 1 | 1 | 2714 | 0
2018-04-24 02:00 | 4 | 2 | 1 | 2 | 2715 | 0
2018-04-24 03:00 | 4 | 2 | 1 | 3 | 2716 | 0
2018-04-24 04:00 | 4 | 2 | 1 | 4 | 2717 | 0
2018-04-24 05:00 | 4 | 2 | 1 | 5 | 2718 | 0.00978
2018-04-24 06:00 | 4 | 2 | 1 | 6 | 2719 | 0.07918
2018-04-24 07:00 | 4 | 2 | 1 | 7 | 2720 | 0.22688
2018-04-24 08:00 | 4 | 2 | 1 | 8 | 2721 | 0.39633
2018-04-24 09:00 | 4 | 2 | 1 | 9 | 2722 | 0.54572
2018-04-24 10:00 | 4 | 2 | 1 | 10 | 2723 | 0.64937
2018-04-24 11:00 | 4 | 2 | 1 | 11 | 2724 | 0.6746
2018-04-24 12:00 | 4 | 2 | 1 | 12 | 2725 | 0.68474
2018-04-24 13:00 | 4 | 2 | 1 | 13 | 2726 | 0.62006
2018-04-24 14:00 | 4 | 2 | 1 | 14 | 2727 | 0.58464
2018-04-24 15:00 | 4 | 2 | 1 | 15 | 2728 | 0.47448
2018-04-24 16:00 | 4 | 2 | 1 | 16 | 2729 | 0.34493
2018-04-24 17:00 | 4 | 2 | 1 | 17 | 2730 | 0.18481
2018-04-24 18:00 | 4 | 2 | 1 | 18 | 2731 | 0.062602
2018-04-24 19:00 | 4 | 2 | 1 | 19 | 2732 | 0.003872
2018-04-24 20:00 | 4 | 2 | 1 | 20 | 2733 | 0
2018-04-24 21:00 | 4 | 2 | 1 | 21 | 2734 | 0
2018-04-24 22:00 | 4 | 2 | 1 | 22 | 2735 | 0
2018-04-24 23:00 | 4 | 2 | 1 | 23 | 2736 | 0
2018-04-25 | 4 | 3 | 1 | 0 | 2737 | 0
2018-04-25 01:00 | 4 | 3 | 1 | 1 | 2738 | 0
2018-04-25 02:00 | 4 | 3 | 1 | 2 | 2739 | 0
2018-04-25 03:00 | 4 | 3 | 1 | 3 | 2740 | 0
2018-04-25 04:00 | 4 | 3 | 1 | 4 | 2741 | 0
2018-04-25 05:00 | 4 | 3 | 1 | 5 | 2742 | 0.012283
2018-04-25 06:00 | 4 | 3 | 1 | 6 | 2743 | 0.087944
2018-04-25 07:00 | 4 | 3 | 1 | 7 | 2744 | 0.23171
2018-04-25 08:00 | 4 | 3 | 1 | 8 | 2745 | 0.39335
2018-04-25 09:00 | 4 | 3 | 1 | 9 | 2746 | 0.53933
2018-04-25 10:00 | 4 | 3 | 1 | 10 | 2747 | 0.63945
2018-04-25 11:00 | 4 | 3 | 1 | 11 | 2748 | 0.65981
2018-04-25 12:00 | 4 | 3 | 1 | 12 | 2749 | 0.67712
2018-04-25 13:00 | 4 | 3 | 1 | 13 | 2750 | 0.6195
2018-04-25 14:00 | 4 | 3 | 1 | 14 | 2751 | 0.5396
2018-04-25 15:00 | 4 | 3 | 1 | 15 | 2752 | 0.43353
2018-04-25 16:00 | 4 | 3 | 1 | 16 | 2753 | 0.30815
2018-04-25 17:00 | 4 | 3 | 1 | 17 | 2754 | 0.16107
2018-04-25 18:00 | 4 | 3 | 1 | 18 | 2755 | 0.057471
2018-04-25 19:00 | 4 | 3 | 1 | 19 | 2756 | 0.0033497
2018-04-25 20:00 | 4 | 3 | 1 | 20 | 2757 | 0
2018-04-25 21:00 | 4 | 3 | 1 | 21 | 2758 | 0
2018-04-25 22:00 | 4 | 3 | 1 | 22 | 2759 | 0
2018-04-25 23:00 | 4 | 3 | 1 | 23 | 2760 | 0
2018-04-26 | 4 | 4 | 1 | 0 | 2761 | 0
2018-04-26 01:00 | 4 | 4 | 1 | 1 | 2762 | 0
2018-04-26 02:00 | 4 | 4 | 1 | 2 | 2763 | 0
2018-04-26 03:00 | 4 | 4 | 1 | 3 | 2764 | 0
2018-04-26 04:00 | 4 | 4 | 1 | 4 | 2765 | 0
2018-04-26 05:00 | 4 | 4 | 1 | 5 | 2766 | 0.0080454
2018-04-26 06:00 | 4 | 4 | 1 | 6 | 2767 | 0.068399
2018-04-26 07:00 | 4 | 4 | 1 | 7 | 2768 | 0.19602
2018-04-26 08:00 | 4 | 4 | 1 | 8 | 2769 | 0.35191
2018-04-26 09:00 | 4 | 4 | 1 | 9 | 2770 | 0.4876
2018-04-26 10:00 | 4 | 4 | 1 | 10 | 2771 | 0.55973
2018-04-26 11:00 | 4 | 4 | 1 | 11 | 2772 | 0.58677
2018-04-26 12:00 | 4 | 4 | 1 | 12 | 2773 | 0.611
2018-04-26 13:00 | 4 | 4 | 1 | 13 | 2774 | 0.58928
2018-04-26 14:00 | 4 | 4 | 1 | 14 | 2775 | 0.53962
2018-04-26 15:00 | 4 | 4 | 1 | 15 | 2776 | 0.43446
2018-04-26 16:00 | 4 | 4 | 1 | 16 | 2777 | 0.31202
2018-04-26 17:00 | 4 | 4 | 1 | 17 | 2778 | 0.17116
2018-04-26 18:00 | 4 | 4 | 1 | 18 | 2779 | 0.059672
2018-04-26 19:00 | 4 | 4 | 1 | 19 | 2780 | 0.0031838
2018-04-26 20:00 | 4 | 4 | 1 | 20 | 2781 | 0
2018-04-26 21:00 | 4 | 4 | 1 | 21 | 2782 | 0
2018-04-26 22:00 | 4 | 4 | 1 | 22 | 2783 | 0
2018-04-26 23:00 | 4 | 4 | 1 | 23 | 2784 | 0
2018-04-27 | 4 | 5 | 1 | 0 | 2785 | 0
2018-04-27 01:00 | 4 | 5 | 1 | 1 | 2786 | 0
2018-04-27 02:00 | 4 | 5 | 1 | 2 | 2787 | 0
2018-04-27 03:00 | 4 | 5 | 1 | 3 | 2788 | 0
2018-04-27 04:00 | 4 | 5 | 1 | 4 | 2789 | 0
2018-04-27 05:00 | 4 | 5 | 1 | 5 | 2790 | 0.010645
2018-04-27 06:00 | 4 | 5 | 1 | 6 | 2791 | 0.072322
2018-04-27 07:00 | 4 | 5 | 1 | 7 | 2792 | 0.19511
2018-04-27 08:00 | 4 | 5 | 1 | 8 | 2793 | 0.34887
2018-04-27 09:00 | 4 | 5 | 1 | 9 | 2794 | 0.46579
2018-04-27 10:00 | 4 | 5 | 1 | 10 | 2795 | 0.52834
2018-04-27 11:00 | 4 | 5 | 1 | 11 | 2796 | 0.54891
2018-04-27 12:00 | 4 | 5 | 1 | 12 | 2797 | 0.58372
2018-04-27 13:00 | 4 | 5 | 1 | 13 | 2798 | 0.53006
2018-04-27 14:00 | 4 | 5 | 1 | 14 | 2799 | 0.47166
2018-04-27 15:00 | 4 | 5 | 1 | 15 | 2800 | 0.37916
2018-04-27 16:00 | 4 | 5 | 1 | 16 | 2801 | 0.27801
2018-04-27 17:00 | 4 | 5 | 1 | 17 | 2802 | 0.15657
2018-04-27 18:00 | 4 | 5 | 1 | 18 | 2803 | 0.060024
2018-04-27 19:00 | 4 | 5 | 1 | 19 | 2804 | 0.003706
2018-04-27 20:00 | 4 | 5 | 1 | 20 | 2805 | 0
2018-04-27 21:00 | 4 | 5 | 1 | 21 | 2806 | 0
2018-04-27 22:00 | 4 | 5 | 1 | 22 | 2807 | 0
2018-04-27 23:00 | 4 | 5 | 1 | 23 | 2808 | 0
2018-04-28 | 4 | 6 | 2 | 0 | 2809 | 0
2018-04-28 01:00 | 4 | 6 | 2 | 1 | 2810 | 0
2018-04-28 02:00 | 4 | 6 | 2 | 2 | 2811 | 0
2018-04-28 03:00 | 4 | 6 | 2 | 3 | 2812 | 0
2018-04-28 04:00 | 4 | 6 | 2 | 4 | 2813 | 0
2018-04-28 05:00 | 4 | 6 | 2 | 5 | 2814 | 0.009576
2018-04-28 06:00 | 4 | 6 | 2 | 6 | 2815 | 0.066277
2018-04-28 07:00 | 4 | 6 | 2 | 7 | 2816 | 0.17255
2018-04-28 08:00 | 4 | 6 | 2 | 8 | 2817 | 0.2897
2018-04-28 09:00 | 4 | 6 | 2 | 9 | 2818 | 0.39242
2018-04-28 10:00 | 4 | 6 | 2 | 10 | 2819 | 0.45261
2018-04-28 11:00 | 4 | 6 | 2 | 11 | 2820 | 0.45777
2018-04-28 12:00 | 4 | 6 | 2 | 12 | 2821 | 0.4862
2018-04-28 13:00 | 4 | 6 | 2 | 13 | 2822 | 0.45473
2018-04-28 14:00 | 4 | 6 | 2 | 14 | 2823 | 0.40583
2018-04-28 15:00 | 4 | 6 | 2 | 15 | 2824 | 0.31184
2018-04-28 16:00 | 4 | 6 | 2 | 16 | 2825 | 0.2381
2018-04-28 17:00 | 4 | 6 | 2 | 17 | 2826 | 0.13701
2018-04-28 18:00 | 4 | 6 | 2 | 18 | 2827 | 0.056825
2018-04-28 19:00 | 4 | 6 | 2 | 19 | 2828 | 0.0038967
2018-04-28 20:00 | 4 | 6 | 2 | 20 | 2829 | 0
2018-04-28 21:00 | 4 | 6 | 2 | 21 | 2830 | 0
2018-04-28 22:00 | 4 | 6 | 2 | 22 | 2831 | 0
2018-04-28 23:00 | 4 | 6 | 2 | 23 | 2832 | 0
2018-04-29 | 4 | 7 | 2 | 0 | 2833 | 0
2018-04-29 01:00 | 4 | 7 | 2 | 1 | 2834 | 0
2018-04-29 02:00 | 4 | 7 | 2 | 2 | 2835 | 0
2018-04-29 03:00 | 4 | 7 | 2 | 3 | 2836 | 0
2018-04-29 04:00 | 4 | 7 | 2 | 4 | 2837 | 0
2018-04-29 05:00 | 4 | 7 | 2 | 5 | 2838 | 0.0076933
2018-04-29 06:00 | 4 | 7 | 2 | 6 | 2839 | 0.061679
2018-04-29 07:00 | 4 | 7 | 2 | 7 | 2840 | 0.16299
2018-04-29 08:00 | 4 | 7 | 2 | 8 | 2841 | 0.28171
2018-04-29 09:00 | 4 | 7 | 2 | 9 | 2842 | 0.38753
2018-04-29 10:00 | 4 | 7 | 2 | 10 | 2843 | 0.47997
2018-04-29 11:00 | 4 | 7 | 2 | 11 | 2844 | 0.49627
2018-04-29 12:00 | 4 | 7 | 2 | 12 | 2845 | 0.5046
2018-04-29 13:00 | 4 | 7 | 2 | 13 | 2846 | 0.48297
2018-04-29 14:00 | 4 | 7 | 2 | 14 | 2847 | 0.42332
2018-04-29 15:00 | 4 | 7 | 2 | 15 | 2848 | 0.33934
2018-04-29 16:00 | 4 | 7 | 2 | 16 | 2849 | 0.25634
2018-04-29 17:00 | 4 | 7 | 2 | 17 | 2850 | 0.15171
2018-04-29 18:00 | 4 | 7 | 2 | 18 | 2851 | 0.061866
2018-04-29 19:00 | 4 | 7 | 2 | 19 | 2852 | 0.0044192
2018-04-29 20:00 | 4 | 7 | 2 | 20 | 2853 | 0
2018-04-29 21:00 | 4 | 7 | 2 | 21 | 2854 | 0
2018-04-29 22:00 | 4 | 7 | 2 | 22 | 2855 | 0
2018-04-29 23:00 | 4 | 7 | 2 | 23 | 2856 | 0
2018-04-30 | 4 | 1 | 1 | 0 | 2857 | 0
2018-04-30 01:00 | 4 | 1 | 1 | 1 | 2858 | 0
2018-04-30 02:00 | 4 | 1 | 1 | 2 | 2859 | 0
2018-04-30 03:00 | 4 | 1 | 1 | 3 | 2860 | 0
2018-04-30 04:00 | 4 | 1 | 1 | 4 | 2861 | 0
2018-04-30 05:00 | 4 | 1 | 1 | 5 | 2862 | 0.010741
2018-04-30 06:00 | 4 | 1 | 1 | 6 | 2863 | 0.067362
2018-04-30 07:00 | 4 | 1 | 1 | 7 | 2864 | 0.18774
2018-04-30 08:00 | 4 | 1 | 1 | 8 | 2865 | 0.31882
2018-04-30 09:00 | 4 | 1 | 1 | 9 | 2866 | 0.43916
2018-04-30 10:00 | 4 | 1 | 1 | 10 | 2867 | 0.53816
2018-04-30 11:00 | 4 | 1 | 1 | 11 | 2868 | 0.55107
2018-04-30 12:00 | 4 | 1 | 1 | 12 | 2869 | 0.56809
2018-04-30 13:00 | 4 | 1 | 1 | 13 | 2870 | 0.55708
2018-04-30 14:00 | 4 | 1 | 1 | 14 | 2871 | 0.51775
2018-04-30 15:00 | 4 | 1 | 1 | 15 | 2872 | 0.42444
2018-04-30 16:00 | 4 | 1 | 1 | 16 | 2873 | 0.31856
2018-04-30 17:00 | 4 | 1 | 1 | 17 | 2874 | 0.18791
2018-04-30 18:00 | 4 | 1 | 1 | 18 | 2875 | 0.066138
2018-04-30 19:00 | 4 | 1 | 1 | 19 | 2876 | 0.0059861
2018-04-30 20:00 | 4 | 1 | 1 | 20 | 2877 | 0
2018-04-30 21:00 | 4 | 1 | 1 | 21 | 2878 | 0
2018-04-30 22:00 | 4 | 1 | 1 | 22 | 2879 | 0
2018-04-30 23:00 | 4 | 1 | 1 | 23 | 2880 | 0
2018-05-01 | 5 | 2 | 1 | 0 | 2881 | 0
2018-05-01 01:00 | 5 | 2 | 1 | 1 | 2882 | 0
2018-05-01 02:00 | 5 | 2 | 1 | 2 | 2883 | 0
2018-05-01 03:00 | 5 | 2 | 1 | 3 | 2884 | 0
2018-05-01 04:00 | 5 | 2 | 1 | 4 | 2885 | 0
2018-05-01 05:00 | 5 | 2 | 1 | 5 | 2886 | 0.016375
2018-05-01 06:00 | 5 | 2 | 1 | 6 | 2887 | 0.087268
2018-05-01 07:00 | 5 | 2 | 1 | 7 | 2888 | 0.22399
2018-05-01 08:00 | 5 | 2 | 1 | 8 | 2889 | 0.37367
2018-05-01 09:00 | 5 | 2 | 1 | 9 | 2890 | 0.50122
2018-05-01 10:00 | 5 | 2 | 1 | 10 | 2891 | 0.59311
2018-05-01 11:00 | 5 | 2 | 1 | 11 | 2892 | 0.63379
2018-05-01 12:00 | 5 | 2 | 1 | 12 | 2893 | 0.65216
2018-05-01 13:00 | 5 | 2 | 1 | 13 | 2894 | 0.65641
2018-05-01 14:00 | 5 | 2 | 1 | 14 | 2895 | 0.59148
2018-05-01 15:00 | 5 | 2 | 1 | 15 | 2896 | 0.48199
2018-05-01 16:00 | 5 | 2 | 1 | 16 | 2897 | 0.3692
2018-05-01 17:00 | 5 | 2 | 1 | 17 | 2898 | 0.20492
2018-05-01 18:00 | 5 | 2 | 1 | 18 | 2899 | 0.074042
2018-05-01 19:00 | 5 | 2 | 1 | 19 | 2900 | 0.0082662
2018-05-01 20:00 | 5 | 2 | 1 | 20 | 2901 | 0
2018-05-01 21:00 | 5 | 2 | 1 | 21 | 2902 | 0
2018-05-01 22:00 | 5 | 2 | 1 | 22 | 2903 | 0
2018-05-01 23:00 | 5 | 2 | 1 | 23 | 2904 | 0
2018-05-02 | 5 | 3 | 1 | 0 | 2905 | 0
2018-05-02 01:00 | 5 | 3 | 1 | 1 | 2906 | 0
2018-05-02 02:00 | 5 | 3 | 1 | 2 | 2907 | 0
2018-05-02 03:00 | 5 | 3 | 1 | 3 | 2908 | 0
2018-05-02 04:00 | 5 | 3 | 1 | 4 | 2909 | 0
2018-05-02 05:00 | 5 | 3 | 1 | 5 | 2910 | 0.023706
2018-05-02 06:00 | 5 | 3 | 1 | 6 | 2911 | 0.10687
2018-05-02 07:00 | 5 | 3 | 1 | 7 | 2912 | 0.26242
2018-05-02 08:00 | 5 | 3 | 1 | 8 | 2913 | 0.44172
2018-05-02 09:00 | 5 | 3 | 1 | 9 | 2914 | 0.58452
2018-05-02 10:00 | 5 | 3 | 1 | 10 | 2915 | 0.66551
2018-05-02 11:00 | 5 | 3 | 1 | 11 | 2916 | 0.69011
2018-05-02 12:00 | 5 | 3 | 1 | 12 | 2917 | 0.6867
2018-05-02 13:00 | 5 | 3 | 1 | 13 | 2918 | 0.62442
2018-05-02 14:00 | 5 | 3 | 1 | 14 | 2919 | 0.55173
2018-05-02 15:00 | 5 | 3 | 1 | 15 | 2920 | 0.46117
2018-05-02 16:00 | 5 | 3 | 1 | 16 | 2921 | 0.32765
2018-05-02 17:00 | 5 | 3 | 1 | 17 | 2922 | 0.18823
2018-05-02 18:00 | 5 | 3 | 1 | 18 | 2923 | 0.068245
2018-05-02 19:00 | 5 | 3 | 1 | 19 | 2924 | 0.0072034
2018-05-02 20:00 | 5 | 3 | 1 | 20 | 2925 | 0
2018-05-02 21:00 | 5 | 3 | 1 | 21 | 2926 | 0
2018-05-02 22:00 | 5 | 3 | 1 | 22 | 2927 | 0
2018-05-02 23:00 | 5 | 3 | 1 | 23 | 2928 | 0
2018-05-03 | 5 | 4 | 1 | 0 | 2929 | 0
2018-05-03 01:00 | 5 | 4 | 1 | 1 | 2930 | 0
2018-05-03 02:00 | 5 | 4 | 1 | 2 | 2931 | 0
2018-05-03 03:00 | 5 | 4 | 1 | 3 | 2932 | 0
2018-05-03 04:00 | 5 | 4 | 1 | 4 | 2933 | 0
2018-05-03 05:00 | 5 | 4 | 1 | 5 | 2934 | 0.019028
2018-05-03 06:00 | 5 | 4 | 1 | 6 | 2935 | 0.090808
2018-05-03 07:00 | 5 | 4 | 1 | 7 | 2936 | 0.22141
2018-05-03 08:00 | 5 | 4 | 1 | 8 | 2937 | 0.37566
2018-05-03 09:00 | 5 | 4 | 1 | 9 | 2938 | 0.49893
2018-05-03 10:00 | 5 | 4 | 1 | 10 | 2939 | 0.56709
2018-05-03 11:00 | 5 | 4 | 1 | 11 | 2940 | 0.59845
2018-05-03 12:00 | 5 | 4 | 1 | 12 | 2941 | 0.60563
2018-05-03 13:00 | 5 | 4 | 1 | 13 | 2942 | 0.55717
2018-05-03 14:00 | 5 | 4 | 1 | 14 | 2943 | 0.50321
2018-05-03 15:00 | 5 | 4 | 1 | 15 | 2944 | 0.41072
2018-05-03 16:00 | 5 | 4 | 1 | 16 | 2945 | 0.29634
2018-05-03 17:00 | 5 | 4 | 1 | 17 | 2946 | 0.18132
2018-05-03 18:00 | 5 | 4 | 1 | 18 | 2947 | 0.06639
2018-05-03 19:00 | 5 | 4 | 1 | 19 | 2948 | 0.0080509
2018-05-03 20:00 | 5 | 4 | 1 | 20 | 2949 | 0
2018-05-03 21:00 | 5 | 4 | 1 | 21 | 2950 | 0
2018-05-03 22:00 | 5 | 4 | 1 | 22 | 2951 | 0
2018-05-03 23:00 | 5 | 4 | 1 | 23 | 2952 | 0
2018-05-04 | 5 | 5 | 1 | 0 | 2953 | 0
2018-05-04 01:00 | 5 | 5 | 1 | 1 | 2954 | 0
2018-05-04 02:00 | 5 | 5 | 1 | 2 | 2955 | 0
2018-05-04 03:00 | 5 | 5 | 1 | 3 | 2956 | 0
2018-05-04 04:00 | 5 | 5 | 1 | 4 | 2957 | 0
2018-05-04 05:00 | 5 | 5 | 1 | 5 | 2958 | 0.015861
2018-05-04 06:00 | 5 | 5 | 1 | 6 | 2959 | 0.082936
2018-05-04 07:00 | 5 | 5 | 1 | 7 | 2960 | 0.21754
2018-05-04 08:00 | 5 | 5 | 1 | 8 | 2961 | 0.35327
2018-05-04 09:00 | 5 | 5 | 1 | 9 | 2962 | 0.44429
2018-05-04 10:00 | 5 | 5 | 1 | 10 | 2963 | 0.51334
2018-05-04 11:00 | 5 | 5 | 1 | 11 | 2964 | 0.51849
2018-05-04 12:00 | 5 | 5 | 1 | 12 | 2965 | 0.51231
2018-05-04 13:00 | 5 | 5 | 1 | 13 | 2966 | 0.49082
2018-05-04 14:00 | 5 | 5 | 1 | 14 | 2967 | 0.45905
2018-05-04 15:00 | 5 | 5 | 1 | 15 | 2968 | 0.37004
2018-05-04 16:00 | 5 | 5 | 1 | 16 | 2969 | 0.26441
2018-05-04 17:00 | 5 | 5 | 1 | 17 | 2970 | 0.15496
2018-05-04 18:00 | 5 | 5 | 1 | 18 | 2971 | 0.065583
2018-05-04 19:00 | 5 | 5 | 1 | 19 | 2972 | 0.0059928
2018-05-04 20:00 | 5 | 5 | 1 | 20 | 2973 | 0
2018-05-04 21:00 | 5 | 5 | 1 | 21 | 2974 | 0
2018-05-04 22:00 | 5 | 5 | 1 | 22 | 2975 | 0
2018-05-04 23:00 | 5 | 5 | 1 | 23 | 2976 | 0
2018-05-05 | 5 | 6 | 2 | 0 | 2977 | 0
2018-05-05 01:00 | 5 | 6 | 2 | 1 | 2978 | 0
2018-05-05 02:00 | 5 | 6 | 2 | 2 | 2979 | 0
2018-05-05 03:00 | 5 | 6 | 2 | 3 | 2980 | 0
2018-05-05 04:00 | 5 | 6 | 2 | 4 | 2981 | 0
2018-05-05 05:00 | 5 | 6 | 2 | 5 | 2982 | 0.016408
2018-05-05 06:00 | 5 | 6 | 2 | 6 | 2983 | 0.080137
2018-05-05 07:00 | 5 | 6 | 2 | 7 | 2984 | 0.21306
2018-05-05 08:00 | 5 | 6 | 2 | 8 | 2985 | 0.37499
2018-05-05 09:00 | 5 | 6 | 2 | 9 | 2986 | 0.50581
2018-05-05 10:00 | 5 | 6 | 2 | 10 | 2987 | 0.60013
2018-05-05 11:00 | 5 | 6 | 2 | 11 | 2988 | 0.63211
2018-05-05 12:00 | 5 | 6 | 2 | 12 | 2989 | 0.61354
2018-05-05 13:00 | 5 | 6 | 2 | 13 | 2990 | 0.56801
2018-05-05 14:00 | 5 | 6 | 2 | 14 | 2991 | 0.49927
2018-05-05 15:00 | 5 | 6 | 2 | 15 | 2992 | 0.36709
2018-05-05 16:00 | 5 | 6 | 2 | 16 | 2993 | 0.25654
2018-05-05 17:00 | 5 | 6 | 2 | 17 | 2994 | 0.14873
2018-05-05 18:00 | 5 | 6 | 2 | 18 | 2995 | 0.063018
2018-05-05 19:00 | 5 | 6 | 2 | 19 | 2996 | 0.0056544
2018-05-05 20:00 | 5 | 6 | 2 | 20 | 2997 | 0
2018-05-05 21:00 | 5 | 6 | 2 | 21 | 2998 | 0
2018-05-05 22:00 | 5 | 6 | 2 | 22 | 2999 | 0
2018-05-05 23:00 | 5 | 6 | 2 | 23 | 3000 | 0
2018-05-06 | 5 | 7 | 2 | 0 | 3001 | 0
2018-05-06 01:00 | 5 | 7 | 2 | 1 | 3002 | 0
2018-05-06 02:00 | 5 | 7 | 2 | 2 | 3003 | 0
2018-05-06 03:00 | 5 | 7 | 2 | 3 | 3004 | 0
2018-05-06 04:00 | 5 | 7 | 2 | 4 | 3005 | 1.3446e-05
2018-05-06 05:00 | 5 | 7 | 2 | 5 | 3006 | 0.024455
2018-05-06 06:00 | 5 | 7 | 2 | 6 | 3007 | 0.09907
2018-05-06 07:00 | 5 | 7 | 2 | 7 | 3008 | 0.24442
2018-05-06 08:00 | 5 | 7 | 2 | 8 | 3009 | 0.39612
2018-05-06 09:00 | 5 | 7 | 2 | 9 | 3010 | 0.52481
2018-05-06 10:00 | 5 | 7 | 2 | 10 | 3011 | 0.6415
2018-05-06 11:00 | 5 | 7 | 2 | 11 | 3012 | 0.65438
2018-05-06 12:00 | 5 | 7 | 2 | 12 | 3013 | 0.64639
2018-05-06 13:00 | 5 | 7 | 2 | 13 | 3014 | 0.5809
2018-05-06 14:00 | 5 | 7 | 2 | 14 | 3015 | 0.51485
2018-05-06 15:00 | 5 | 7 | 2 | 15 | 3016 | 0.42625
2018-05-06 16:00 | 5 | 7 | 2 | 16 | 3017 | 0.31138
2018-05-06 17:00 | 5 | 7 | 2 | 17 | 3018 | 0.16985
2018-05-06 18:00 | 5 | 7 | 2 | 18 | 3019 | 0.069687
2018-05-06 19:00 | 5 | 7 | 2 | 19 | 3020 | 0.0087955
2018-05-06 20:00 | 5 | 7 | 2 | 20 | 3021 | 0
2018-05-06 21:00 | 5 | 7 | 2 | 21 | 3022 | 0
2018-05-06 22:00 | 5 | 7 | 2 | 22 | 3023 | 0
2018-05-06 23:00 | 5 | 7 | 2 | 23 | 3024 | 0
2018-05-07 | 5 | 1 | 1 | 0 | 3025 | 0
2018-05-07 01:00 | 5 | 1 | 1 | 1 | 3026 | 0
2018-05-07 02:00 | 5 | 1 | 1 | 2 | 3027 | 0
2018-05-07 03:00 | 5 | 1 | 1 | 3 | 3028 | 0
2018-05-07 04:00 | 5 | 1 | 1 | 4 | 3029 | 0
2018-05-07 05:00 | 5 | 1 | 1 | 5 | 3030 | 0.015347
2018-05-07 06:00 | 5 | 1 | 1 | 6 | 3031 | 0.075041
2018-05-07 07:00 | 5 | 1 | 1 | 7 | 3032 | 0.18285
2018-05-07 08:00 | 5 | 1 | 1 | 8 | 3033 | 0.31191
2018-05-07 09:00 | 5 | 1 | 1 | 9 | 3034 | 0.40764
2018-05-07 10:00 | 5 | 1 | 1 | 10 | 3035 | 0.47452
2018-05-07 11:00 | 5 | 1 | 1 | 11 | 3036 | 0.51793
2018-05-07 12:00 | 5 | 1 | 1 | 12 | 3037 | 0.49552
2018-05-07 13:00 | 5 | 1 | 1 | 13 | 3038 | 0.46011
2018-05-07 14:00 | 5 | 1 | 1 | 14 | 3039 | 0.42015
2018-05-07 15:00 | 5 | 1 | 1 | 15 | 3040 | 0.34498
2018-05-07 16:00 | 5 | 1 | 1 | 16 | 3041 | 0.25479
2018-05-07 17:00 | 5 | 1 | 1 | 17 | 3042 | 0.15065
2018-05-07 18:00 | 5 | 1 | 1 | 18 | 3043 | 0.066292
2018-05-07 19:00 | 5 | 1 | 1 | 19 | 3044 | 0.0079164
2018-05-07 20:00 | 5 | 1 | 1 | 20 | 3045 | 0
2018-05-07 21:00 | 5 | 1 | 1 | 21 | 3046 | 0
2018-05-07 22:00 | 5 | 1 | 1 | 22 | 3047 | 0
2018-05-07 23:00 | 5 | 1 | 1 | 23 | 3048 | 0
2018-05-08 | 5 | 2 | 1 | 0 | 3049 | 0
2018-05-08 01:00 | 5 | 2 | 1 | 1 | 3050 | 0
2018-05-08 02:00 | 5 | 2 | 1 | 2 | 3051 | 0
2018-05-08 03:00 | 5 | 2 | 1 | 3 | 3052 | 0
2018-05-08 04:00 | 5 | 2 | 1 | 4 | 3053 | 0
2018-05-08 05:00 | 5 | 2 | 1 | 5 | 3054 | 0.015256
2018-05-08 06:00 | 5 | 2 | 1 | 6 | 3055 | 0.070476
2018-05-08 07:00 | 5 | 2 | 1 | 7 | 3056 | 0.18198
2018-05-08 08:00 | 5 | 2 | 1 | 8 | 3057 | 0.31156
2018-05-08 09:00 | 5 | 2 | 1 | 9 | 3058 | 0.40176
2018-05-08 10:00 | 5 | 2 | 1 | 10 | 3059 | 0.45919
2018-05-08 11:00 | 5 | 2 | 1 | 11 | 3060 | 0.46803
2018-05-08 12:00 | 5 | 2 | 1 | 12 | 3061 | 0.49089
2018-05-08 13:00 | 5 | 2 | 1 | 13 | 3062 | 0.4705
2018-05-08 14:00 | 5 | 2 | 1 | 14 | 3063 | 0.43396
2018-05-08 15:00 | 5 | 2 | 1 | 15 | 3064 | 0.333
2018-05-08 16:00 | 5 | 2 | 1 | 16 | 3065 | 0.26441
2018-05-08 17:00 | 5 | 2 | 1 | 17 | 3066 | 0.1603
2018-05-08 18:00 | 5 | 2 | 1 | 18 | 3067 | 0.068582
2018-05-08 19:00 | 5 | 2 | 1 | 19 | 3068 | 0.0082727
2018-05-08 20:00 | 5 | 2 | 1 | 20 | 3069 | 0
2018-05-08 21:00 | 5 | 2 | 1 | 21 | 3070 | 0
2018-05-08 22:00 | 5 | 2 | 1 | 22 | 3071 | 0
2018-05-08 23:00 | 5 | 2 | 1 | 23 | 3072 | 0
2018-05-09 | 5 | 3 | 1 | 0 | 3073 | 0
2018-05-09 01:00 | 5 | 3 | 1 | 1 | 3074 | 0
2018-05-09 02:00 | 5 | 3 | 1 | 2 | 3075 | 0
2018-05-09 03:00 | 5 | 3 | 1 | 3 | 3076 | 0
2018-05-09 04:00 | 5 | 3 | 1 | 4 | 3077 | 0.00018593
2018-05-09 05:00 | 5 | 3 | 1 | 5 | 3078 | 0.019139
2018-05-09 06:00 | 5 | 3 | 1 | 6 | 3079 | 0.078149
2018-05-09 07:00 | 5 | 3 | 1 | 7 | 3080 | 0.17952
2018-05-09 08:00 | 5 | 3 | 1 | 8 | 3081 | 0.30059
2018-05-09 09:00 | 5 | 3 | 1 | 9 | 3082 | 0.37727
2018-05-09 10:00 | 5 | 3 | 1 | 10 | 3083 | 0.41084
2018-05-09 11:00 | 5 | 3 | 1 | 11 | 3084 | 0.42309
2018-05-09 12:00 | 5 | 3 | 1 | 12 | 3085 | 0.42707
2018-05-09 13:00 | 5 | 3 | 1 | 13 | 3086 | 0.40193
2018-05-09 14:00 | 5 | 3 | 1 | 14 | 3087 | 0.35961
2018-05-09 15:00 | 5 | 3 | 1 | 15 | 3088 | 0.27829
2018-05-09 16:00 | 5 | 3 | 1 | 16 | 3089 | 0.22721
2018-05-09 17:00 | 5 | 3 | 1 | 17 | 3090 | 0.13814
2018-05-09 18:00 | 5 | 3 | 1 | 18 | 3091 | 0.063058
2018-05-09 19:00 | 5 | 3 | 1 | 19 | 3092 | 0.0072527
2018-05-09 20:00 | 5 | 3 | 1 | 20 | 3093 | 0
2018-05-09 21:00 | 5 | 3 | 1 | 21 | 3094 | 0
2018-05-09 22:00 | 5 | 3 | 1 | 22 | 3095 | 0
2018-05-09 23:00 | 5 | 3 | 1 | 23 | 3096 | 0
2018-05-10 | 5 | 4 | 1 | 0 | 3097 | 0
2018-05-10 01:00 | 5 | 4 | 1 | 1 | 3098 | 0
2018-05-10 02:00 | 5 | 4 | 1 | 2 | 3099 | 0
2018-05-10 03:00 | 5 | 4 | 1 | 3 | 3100 | 0
2018-05-10 04:00 | 5 | 4 | 1 | 4 | 3101 | 0.00018593
2018-05-10 05:00 | 5 | 4 | 1 | 5 | 3102 | 0.018117
2018-05-10 06:00 | 5 | 4 | 1 | 6 | 3103 | 0.071046
2018-05-10 07:00 | 5 | 4 | 1 | 7 | 3104 | 0.16897
2018-05-10 08:00 | 5 | 4 | 1 | 8 | 3105 | 0.29576
2018-05-10 09:00 | 5 | 4 | 1 | 9 | 3106 | 0.39076
2018-05-10 10:00 | 5 | 4 | 1 | 10 | 3107 | 0.44216
2018-05-10 11:00 | 5 | 4 | 1 | 11 | 3108 | 0.42739
2018-05-10 12:00 | 5 | 4 | 1 | 12 | 3109 | 0.38578
2018-05-10 13:00 | 5 | 4 | 1 | 13 | 3110 | 0.37075
2018-05-10 14:00 | 5 | 4 | 1 | 14 | 3111 | 0.34574
2018-05-10 15:00 | 5 | 4 | 1 | 15 | 3112 | 0.28382
2018-05-10 16:00 | 5 | 4 | 1 | 16 | 3113 | 0.22246
2018-05-10 17:00 | 5 | 4 | 1 | 17 | 3114 | 0.14565
2018-05-10 18:00 | 5 | 4 | 1 | 18 | 3115 | 0.064846
2018-05-10 19:00 | 5 | 4 | 1 | 19 | 3116 | 0.0077641
2018-05-10 20:00 | 5 | 4 | 1 | 20 | 3117 | 0
2018-05-10 21:00 | 5 | 4 | 1 | 21 | 3118 | 0
2018-05-10 22:00 | 5 | 4 | 1 | 22 | 3119 | 0
2018-05-10 23:00 | 5 | 4 | 1 | 23 | 3120 | 0
2018-05-11 | 5 | 5 | 1 | 0 | 3121 | 0
2018-05-11 01:00 | 5 | 5 | 1 | 1 | 3122 | 0
2018-05-11 02:00 | 5 | 5 | 1 | 2 | 3123 | 0
2018-05-11 03:00 | 5 | 5 | 1 | 3 | 3124 | 0
2018-05-11 04:00 | 5 | 5 | 1 | 4 | 3125 | 0.00037185
2018-05-11 05:00 | 5 | 5 | 1 | 5 | 3126 | 0.022445
2018-05-11 06:00 | 5 | 5 | 1 | 6 | 3127 | 0.082163
2018-05-11 07:00 | 5 | 5 | 1 | 7 | 3128 | 0.19358
2018-05-11 08:00 | 5 | 5 | 1 | 8 | 3129 | 0.3061
2018-05-11 09:00 | 5 | 5 | 1 | 9 | 3130 | 0.40262
2018-05-11 10:00 | 5 | 5 | 1 | 10 | 3131 | 0.47598
2018-05-11 11:00 | 5 | 5 | 1 | 11 | 3132 | 0.48076
2018-05-11 12:00 | 5 | 5 | 1 | 12 | 3133 | 0.48224
2018-05-11 13:00 | 5 | 5 | 1 | 13 | 3134 | 0.47866
2018-05-11 14:00 | 5 | 5 | 1 | 14 | 3135 | 0.41229
2018-05-11 15:00 | 5 | 5 | 1 | 15 | 3136 | 0.33753
2018-05-11 16:00 | 5 | 5 | 1 | 16 | 3137 | 0.25181
2018-05-11 17:00 | 5 | 5 | 1 | 17 | 3138 | 0.15481
2018-05-11 18:00 | 5 | 5 | 1 | 18 | 3139 | 0.072942
2018-05-11 19:00 | 5 | 5 | 1 | 19 | 3140 | 0.010248
2018-05-11 20:00 | 5 | 5 | 1 | 20 | 3141 | 0
2018-05-11 21:00 | 5 | 5 | 1 | 21 | 3142 | 0
2018-05-11 22:00 | 5 | 5 | 1 | 22 | 3143 | 0
2018-05-11 23:00 | 5 | 5 | 1 | 23 | 3144 | 0
2018-05-12 | 5 | 6 | 2 | 0 | 3145 | 0
2018-05-12 01:00 | 5 | 6 | 2 | 1 | 3146 | 0
2018-05-12 02:00 | 5 | 6 | 2 | 2 | 3147 | 0
2018-05-12 03:00 | 5 | 6 | 2 | 3 | 3148 | 0
2018-05-12 04:00 | 5 | 6 | 2 | 4 | 3149 | 0.00070837
2018-05-12 05:00 | 5 | 6 | 2 | 5 | 3150 | 0.024033
2018-05-12 06:00 | 5 | 6 | 2 | 6 | 3151 | 0.084778
2018-05-12 07:00 | 5 | 6 | 2 | 7 | 3152 | 0.19659
2018-05-12 08:00 | 5 | 6 | 2 | 8 | 3153 | 0.31583
2018-05-12 09:00 | 5 | 6 | 2 | 9 | 3154 | 0.43777
2018-05-12 10:00 | 5 | 6 | 2 | 10 | 3155 | 0.50982
2018-05-12 11:00 | 5 | 6 | 2 | 11 | 3156 | 0.52015
2018-05-12 12:00 | 5 | 6 | 2 | 12 | 3157 | 0.51197
2018-05-12 13:00 | 5 | 6 | 2 | 13 | 3158 | 0.49357
2018-05-12 14:00 | 5 | 6 | 2 | 14 | 3159 | 0.45063
2018-05-12 15:00 | 5 | 6 | 2 | 15 | 3160 | 0.36002
2018-05-12 16:00 | 5 | 6 | 2 | 16 | 3161 | 0.27318
2018-05-12 17:00 | 5 | 6 | 2 | 17 | 3162 | 0.1705
2018-05-12 18:00 | 5 | 6 | 2 | 18 | 3163 | 0.075035
2018-05-12 19:00 | 5 | 6 | 2 | 19 | 3164 | 0.012847
2018-05-12 20:00 | 5 | 6 | 2 | 20 | 3165 | 0
2018-05-12 21:00 | 5 | 6 | 2 | 21 | 3166 | 0
2018-05-12 22:00 | 5 | 6 | 2 | 22 | 3167 | 0
2018-05-12 23:00 | 5 | 6 | 2 | 23 | 3168 | 0
2018-05-13 | 5 | 7 | 2 | 0 | 3169 | 0
2018-05-13 01:00 | 5 | 7 | 2 | 1 | 3170 | 0
2018-05-13 02:00 | 5 | 7 | 2 | 2 | 3171 | 0
2018-05-13 03:00 | 5 | 7 | 2 | 3 | 3172 | 0
2018-05-13 04:00 | 5 | 7 | 2 | 4 | 3173 | 0.00069492
2018-05-13 05:00 | 5 | 7 | 2 | 5 | 3174 | 0.026559
2018-05-13 06:00 | 5 | 7 | 2 | 6 | 3175 | 0.091104
2018-05-13 07:00 | 5 | 7 | 2 | 7 | 3176 | 0.22218
2018-05-13 08:00 | 5 | 7 | 2 | 8 | 3177 | 0.37127
2018-05-13 09:00 | 5 | 7 | 2 | 9 | 3178 | 0.47664
2018-05-13 10:00 | 5 | 7 | 2 | 10 | 3179 | 0.52825
2018-05-13 11:00 | 5 | 7 | 2 | 11 | 3180 | 0.5619
2018-05-13 12:00 | 5 | 7 | 2 | 12 | 3181 | 0.55383
2018-05-13 13:00 | 5 | 7 | 2 | 13 | 3182 | 0.51725
2018-05-13 14:00 | 5 | 7 | 2 | 14 | 3183 | 0.48456
2018-05-13 15:00 | 5 | 7 | 2 | 15 | 3184 | 0.40715
2018-05-13 16:00 | 5 | 7 | 2 | 16 | 3185 | 0.30263
2018-05-13 17:00 | 5 | 7 | 2 | 17 | 3186 | 0.18388
2018-05-13 18:00 | 5 | 7 | 2 | 18 | 3187 | 0.081363
2018-05-13 19:00 | 5 | 7 | 2 | 19 | 3188 | 0.014754
2018-05-13 20:00 | 5 | 7 | 2 | 20 | 3189 | 0
2018-05-13 21:00 | 5 | 7 | 2 | 21 | 3190 | 0
2018-05-13 22:00 | 5 | 7 | 2 | 22 | 3191 | 0
2018-05-13 23:00 | 5 | 7 | 2 | 23 | 3192 | 0
2018-05-14 | 5 | 1 | 1 | 0 | 3193 | 0
2018-05-14 01:00 | 5 | 1 | 1 | 1 | 3194 | 0
2018-05-14 02:00 | 5 | 1 | 1 | 2 | 3195 | 0
2018-05-14 03:00 | 5 | 1 | 1 | 3 | 3196 | 0
2018-05-14 04:00 | 5 | 1 | 1 | 4 | 3197 | 0.00073526
2018-05-14 05:00 | 5 | 1 | 1 | 5 | 3198 | 0.035347
2018-05-14 06:00 | 5 | 1 | 1 | 6 | 3199 | 0.10752
2018-05-14 07:00 | 5 | 1 | 1 | 7 | 3200 | 0.25412
2018-05-14 08:00 | 5 | 1 | 1 | 8 | 3201 | 0.40964
2018-05-14 09:00 | 5 | 1 | 1 | 9 | 3202 | 0.52663
2018-05-14 10:00 | 5 | 1 | 1 | 10 | 3203 | 0.59663
2018-05-14 11:00 | 5 | 1 | 1 | 11 | 3204 | 0.6211
2018-05-14 12:00 | 5 | 1 | 1 | 12 | 3205 | 0.62025
2018-05-14 13:00 | 5 | 1 | 1 | 13 | 3206 | 0.56681
2018-05-14 14:00 | 5 | 1 | 1 | 14 | 3207 | 0.50298
2018-05-14 15:00 | 5 | 1 | 1 | 15 | 3208 | 0.40561
2018-05-14 16:00 | 5 | 1 | 1 | 16 | 3209 | 0.29943
2018-05-14 17:00 | 5 | 1 | 1 | 17 | 3210 | 0.1856
2018-05-14 18:00 | 5 | 1 | 1 | 18 | 3211 | 0.078509
2018-05-14 19:00 | 5 | 1 | 1 | 19 | 3212 | 0.014204
2018-05-14 20:00 | 5 | 1 | 1 | 20 | 3213 | 0
2018-05-14 21:00 | 5 | 1 | 1 | 21 | 3214 | 0
2018-05-14 22:00 | 5 | 1 | 1 | 22 | 3215 | 0
2018-05-14 23:00 | 5 | 1 | 1 | 23 | 3216 | 0
2018-05-15 | 5 | 2 | 1 | 0 | 3217 | 0
2018-05-15 01:00 | 5 | 2 | 1 | 1 | 3218 | 0
2018-05-15 02:00 | 5 | 2 | 1 | 2 | 3219 | 0
2018-05-15 03:00 | 5 | 2 | 1 | 3 | 3220 | 0
2018-05-15 04:00 | 5 | 2 | 1 | 4 | 3221 | 0.00070837
2018-05-15 05:00 | 5 | 2 | 1 | 5 | 3222 | 0.030782
2018-05-15 06:00 | 5 | 2 | 1 | 6 | 3223 | 0.10064
2018-05-15 07:00 | 5 | 2 | 1 | 7 | 3224 | 0.22653
2018-05-15 08:00 | 5 | 2 | 1 | 8 | 3225 | 0.36969
2018-05-15 09:00 | 5 | 2 | 1 | 9 | 3226 | 0.49023
2018-05-15 10:00 | 5 | 2 | 1 | 10 | 3227 | 0.60103
2018-05-15 11:00 | 5 | 2 | 1 | 11 | 3228 | 0.61299
2018-05-15 12:00 | 5 | 2 | 1 | 12 | 3229 | 0.60779
2018-05-15 13:00 | 5 | 2 | 1 | 13 | 3230 | 0.55614
2018-05-15 14:00 | 5 | 2 | 1 | 14 | 3231 | 0.48684
2018-05-15 15:00 | 5 | 2 | 1 | 15 | 3232 | 0.37561
2018-05-15 16:00 | 5 | 2 | 1 | 16 | 3233 | 0.26302
2018-05-15 17:00 | 5 | 2 | 1 | 17 | 3234 | 0.15595
2018-05-15 18:00 | 5 | 2 | 1 | 18 | 3235 | 0.067827
2018-05-15 19:00 | 5 | 2 | 1 | 19 | 3236 | 0.011306
2018-05-15 20:00 | 5 | 2 | 1 | 20 | 3237 | 0
2018-05-15 21:00 | 5 | 2 | 1 | 21 | 3238 | 0
2018-05-15 22:00 | 5 | 2 | 1 | 22 | 3239 | 0
2018-05-15 23:00 | 5 | 2 | 1 | 23 | 3240 | 0
2018-05-16 | 5 | 3 | 1 | 0 | 3241 | 0
2018-05-16 01:00 | 5 | 3 | 1 | 1 | 3242 | 0
2018-05-16 02:00 | 5 | 3 | 1 | 2 | 3243 | 0
2018-05-16 03:00 | 5 | 3 | 1 | 3 | 3244 | 0
2018-05-16 04:00 | 5 | 3 | 1 | 4 | 3245 | 0.00071509
2018-05-16 05:00 | 5 | 3 | 1 | 5 | 3246 | 0.03023
2018-05-16 06:00 | 5 | 3 | 1 | 6 | 3247 | 0.09539
2018-05-16 07:00 | 5 | 3 | 1 | 7 | 3248 | 0.22746
2018-05-16 08:00 | 5 | 3 | 1 | 8 | 3249 | 0.38487
2018-05-16 09:00 | 5 | 3 | 1 | 9 | 3250 | 0.51643
2018-05-16 10:00 | 5 | 3 | 1 | 10 | 3251 | 0.57245
2018-05-16 11:00 | 5 | 3 | 1 | 11 | 3252 | 0.55375
2018-05-16 12:00 | 5 | 3 | 1 | 12 | 3253 | 0.52386
2018-05-16 13:00 | 5 | 3 | 1 | 13 | 3254 | 0.46617
2018-05-16 14:00 | 5 | 3 | 1 | 14 | 3255 | 0.41141
2018-05-16 15:00 | 5 | 3 | 1 | 15 | 3256 | 0.33171
2018-05-16 16:00 | 5 | 3 | 1 | 16 | 3257 | 0.22292
2018-05-16 17:00 | 5 | 3 | 1 | 17 | 3258 | 0.13448
2018-05-16 18:00 | 5 | 3 | 1 | 18 | 3259 | 0.066012
2018-05-16 19:00 | 5 | 3 | 1 | 19 | 3260 | 0.010394
2018-05-16 20:00 | 5 | 3 | 1 | 20 | 3261 | 0
2018-05-16 21:00 | 5 | 3 | 1 | 21 | 3262 | 0
2018-05-16 22:00 | 5 | 3 | 1 | 22 | 3263 | 0
2018-05-16 23:00 | 5 | 3 | 1 | 23 | 3264 | 0
2018-05-17 | 5 | 4 | 1 | 0 | 3265 | 0
2018-05-17 01:00 | 5 | 4 | 1 | 1 | 3266 | 0
2018-05-17 02:00 | 5 | 4 | 1 | 2 | 3267 | 0
2018-05-17 03:00 | 5 | 4 | 1 | 3 | 3268 | 0
2018-05-17 04:00 | 5 | 4 | 1 | 4 | 3269 | 0.0012174
2018-05-17 05:00 | 5 | 4 | 1 | 5 | 3270 | 0.034757
2018-05-17 06:00 | 5 | 4 | 1 | 6 | 3271 | 0.10401
2018-05-17 07:00 | 5 | 4 | 1 | 7 | 3272 | 0.23927
2018-05-17 08:00 | 5 | 4 | 1 | 8 | 3273 | 0.38814
2018-05-17 09:00 | 5 | 4 | 1 | 9 | 3274 | 0.52135
2018-05-17 10:00 | 5 | 4 | 1 | 10 | 3275 | 0.59431
2018-05-17 11:00 | 5 | 4 | 1 | 11 | 3276 | 0.61544
2018-05-17 12:00 | 5 | 4 | 1 | 12 | 3277 | 0.61008
2018-05-17 13:00 | 5 | 4 | 1 | 13 | 3278 | 0.57654
2018-05-17 14:00 | 5 | 4 | 1 | 14 | 3279 | 0.49121
2018-05-17 15:00 | 5 | 4 | 1 | 15 | 3280 | 0.39876
2018-05-17 16:00 | 5 | 4 | 1 | 16 | 3281 | 0.28917
2018-05-17 17:00 | 5 | 4 | 1 | 17 | 3282 | 0.17725
2018-05-17 18:00 | 5 | 4 | 1 | 18 | 3283 | 0.076083
2018-05-17 19:00 | 5 | 4 | 1 | 19 | 3284 | 0.01388
2018-05-17 20:00 | 5 | 4 | 1 | 20 | 3285 | 0
2018-05-17 21:00 | 5 | 4 | 1 | 21 | 3286 | 0
2018-05-17 22:00 | 5 | 4 | 1 | 22 | 3287 | 0
2018-05-17 23:00 | 5 | 4 | 1 | 23 | 3288 | 0
2018-05-18 | 5 | 5 | 1 | 0 | 3289 | 0
2018-05-18 01:00 | 5 | 5 | 1 | 1 | 3290 | 0
2018-05-18 02:00 | 5 | 5 | 1 | 2 | 3291 | 0
2018-05-18 03:00 | 5 | 5 | 1 | 3 | 3292 | 0
2018-05-18 04:00 | 5 | 5 | 1 | 4 | 3293 | 0.0019073
2018-05-18 05:00 | 5 | 5 | 1 | 5 | 3294 | 0.035834
2018-05-18 06:00 | 5 | 5 | 1 | 6 | 3295 | 0.10551
2018-05-18 07:00 | 5 | 5 | 1 | 7 | 3296 | 0.23145
2018-05-18 08:00 | 5 | 5 | 1 | 8 | 3297 | 0.35925
2018-05-18 09:00 | 5 | 5 | 1 | 9 | 3298 | 0.46783
2018-05-18 10:00 | 5 | 5 | 1 | 10 | 3299 | 0.55158
2018-05-18 11:00 | 5 | 5 | 1 | 11 | 3300 | 0.55292
2018-05-18 12:00 | 5 | 5 | 1 | 12 | 3301 | 0.55869
2018-05-18 13:00 | 5 | 5 | 1 | 13 | 3302 | 0.52873
2018-05-18 14:00 | 5 | 5 | 1 | 14 | 3303 | 0.47142
2018-05-18 15:00 | 5 | 5 | 1 | 15 | 3304 | 0.34391
2018-05-18 16:00 | 5 | 5 | 1 | 16 | 3305 | 0.27983
2018-05-18 17:00 | 5 | 5 | 1 | 17 | 3306 | 0.17345
2018-05-18 18:00 | 5 | 5 | 1 | 18 | 3307 | 0.083641
2018-05-18 19:00 | 5 | 5 | 1 | 19 | 3308 | 0.017568
2018-05-18 20:00 | 5 | 5 | 1 | 20 | 3309 | 0
2018-05-18 21:00 | 5 | 5 | 1 | 21 | 3310 | 0
2018-05-18 22:00 | 5 | 5 | 1 | 22 | 3311 | 0
2018-05-18 23:00 | 5 | 5 | 1 | 23 | 3312 | 0
2018-05-19 | 5 | 6 | 2 | 0 | 3313 | 0
2018-05-19 01:00 | 5 | 6 | 2 | 1 | 3314 | 0
2018-05-19 02:00 | 5 | 6 | 2 | 2 | 3315 | 0
2018-05-19 03:00 | 5 | 6 | 2 | 3 | 3316 | 0
2018-05-19 04:00 | 5 | 6 | 2 | 4 | 3317 | 0.0010466
2018-05-19 05:00 | 5 | 6 | 2 | 5 | 3318 | 0.029464
2018-05-19 06:00 | 5 | 6 | 2 | 6 | 3319 | 0.0921
2018-05-19 07:00 | 5 | 6 | 2 | 7 | 3320 | 0.21456
2018-05-19 08:00 | 5 | 6 | 2 | 8 | 3321 | 0.36535
2018-05-19 09:00 | 5 | 6 | 2 | 9 | 3322 | 0.50971
2018-05-19 10:00 | 5 | 6 | 2 | 10 | 3323 | 0.61293
2018-05-19 11:00 | 5 | 6 | 2 | 11 | 3324 | 0.6578
2018-05-19 12:00 | 5 | 6 | 2 | 12 | 3325 | 0.64987
2018-05-19 13:00 | 5 | 6 | 2 | 13 | 3326 | 0.59692
2018-05-19 14:00 | 5 | 6 | 2 | 14 | 3327 | 0.55375
2018-05-19 15:00 | 5 | 6 | 2 | 15 | 3328 | 0.461
2018-05-19 16:00 | 5 | 6 | 2 | 16 | 3329 | 0.34337
2018-05-19 17:00 | 5 | 6 | 2 | 17 | 3330 | 0.20048
2018-05-19 18:00 | 5 | 6 | 2 | 18 | 3331 | 0.088441
2018-05-19 19:00 | 5 | 6 | 2 | 19 | 3332 | 0.022251
2018-05-19 20:00 | 5 | 6 | 2 | 20 | 3333 | 0
2018-05-19 21:00 | 5 | 6 | 2 | 21 | 3334 | 0
2018-05-19 22:00 | 5 | 6 | 2 | 22 | 3335 | 0
2018-05-19 23:00 | 5 | 6 | 2 | 23 | 3336 | 0
2018-05-20 | 5 | 7 | 2 | 0 | 3337 | 0
2018-05-20 01:00 | 5 | 7 | 2 | 1 | 3338 | 0
2018-05-20 02:00 | 5 | 7 | 2 | 2 | 3339 | 0
2018-05-20 03:00 | 5 | 7 | 2 | 3 | 3340 | 0
2018-05-20 04:00 | 5 | 7 | 2 | 4 | 3341 | 0.0011989
2018-05-20 05:00 | 5 | 7 | 2 | 5 | 3342 | 0.0386
2018-05-20 06:00 | 5 | 7 | 2 | 6 | 3343 | 0.11164
2018-05-20 07:00 | 5 | 7 | 2 | 7 | 3344 | 0.25021
2018-05-20 08:00 | 5 | 7 | 2 | 8 | 3345 | 0.3963
2018-05-20 09:00 | 5 | 7 | 2 | 9 | 3346 | 0.50596
2018-05-20 10:00 | 5 | 7 | 2 | 10 | 3347 | 0.55799
2018-05-20 11:00 | 5 | 7 | 2 | 11 | 3348 | 0.60405
2018-05-20 12:00 | 5 | 7 | 2 | 12 | 3349 | 0.53119
2018-05-20 13:00 | 5 | 7 | 2 | 13 | 3350 | 0.46529
2018-05-20 14:00 | 5 | 7 | 2 | 14 | 3351 | 0.36484
2018-05-20 15:00 | 5 | 7 | 2 | 15 | 3352 | 0.31551
2018-05-20 16:00 | 5 | 7 | 2 | 16 | 3353 | 0.24811
2018-05-20 17:00 | 5 | 7 | 2 | 17 | 3354 | 0.14111
2018-05-20 18:00 | 5 | 7 | 2 | 18 | 3355 | 0.06261
2018-05-20 19:00 | 5 | 7 | 2 | 19 | 3356 | 0.011996
2018-05-20 20:00 | 5 | 7 | 2 | 20 | 3357 | 0
2018-05-20 21:00 | 5 | 7 | 2 | 21 | 3358 | 0
2018-05-20 22:00 | 5 | 7 | 2 | 22 | 3359 | 0
2018-05-20 23:00 | 5 | 7 | 2 | 23 | 3360 | 0
2018-05-21 | 5 | 1 | 1 | 0 | 3361 | 0
2018-05-21 01:00 | 5 | 1 | 1 | 1 | 3362 | 0
2018-05-21 02:00 | 5 | 1 | 1 | 2 | 3363 | 0
2018-05-21 03:00 | 5 | 1 | 1 | 3 | 3364 | 0
2018-05-21 04:00 | 5 | 1 | 1 | 4 | 3365 | 0.0015892
2018-05-21 05:00 | 5 | 1 | 1 | 5 | 3366 | 0.030499
2018-05-21 06:00 | 5 | 1 | 1 | 6 | 3367 | 0.090815
2018-05-21 07:00 | 5 | 1 | 1 | 7 | 3368 | 0.21844
2018-05-21 08:00 | 5 | 1 | 1 | 8 | 3369 | 0.35324
2018-05-21 09:00 | 5 | 1 | 1 | 9 | 3370 | 0.46938
2018-05-21 10:00 | 5 | 1 | 1 | 10 | 3371 | 0.55252
2018-05-21 11:00 | 5 | 1 | 1 | 11 | 3372 | 0.56934
2018-05-21 12:00 | 5 | 1 | 1 | 12 | 3373 | 0.57664
2018-05-21 13:00 | 5 | 1 | 1 | 13 | 3374 | 0.588
2018-05-21 14:00 | 5 | 1 | 1 | 14 | 3375 | 0.51332
2018-05-21 15:00 | 5 | 1 | 1 | 15 | 3376 | 0.44123
2018-05-21 16:00 | 5 | 1 | 1 | 16 | 3377 | 0.33618
2018-05-21 17:00 | 5 | 1 | 1 | 17 | 3378 | 0.20202
2018-05-21 18:00 | 5 | 1 | 1 | 18 | 3379 | 0.08467
2018-05-21 19:00 | 5 | 1 | 1 | 19 | 3380 | 0.021908
2018-05-21 20:00 | 5 | 1 | 1 | 20 | 3381 | 0
2018-05-21 21:00 | 5 | 1 | 1 | 21 | 3382 | 0
2018-05-21 22:00 | 5 | 1 | 1 | 22 | 3383 | 0
2018-05-21 23:00 | 5 | 1 | 1 | 23 | 3384 | 0
2018-05-22 | 5 | 2 | 1 | 0 | 3385 | 0
2018-05-22 01:00 | 5 | 2 | 1 | 1 | 3386 | 0
2018-05-22 02:00 | 5 | 2 | 1 | 2 | 3387 | 0
2018-05-22 03:00 | 5 | 2 | 1 | 3 | 3388 | 0
2018-05-22 04:00 | 5 | 2 | 1 | 4 | 3389 | 0.0026022
2018-05-22 05:00 | 5 | 2 | 1 | 5 | 3390 | 0.033878
2018-05-22 06:00 | 5 | 2 | 1 | 6 | 3391 | 0.098086
2018-05-22 07:00 | 5 | 2 | 1 | 7 | 3392 | 0.21992
2018-05-22 08:00 | 5 | 2 | 1 | 8 | 3393 | 0.34907
2018-05-22 09:00 | 5 | 2 | 1 | 9 | 3394 | 0.45747
2018-05-22 10:00 | 5 | 2 | 1 | 10 | 3395 | 0.50989
2018-05-22 11:00 | 5 | 2 | 1 | 11 | 3396 | 0.51814
2018-05-22 12:00 | 5 | 2 | 1 | 12 | 3397 | 0.51744
2018-05-22 13:00 | 5 | 2 | 1 | 13 | 3398 | 0.48791
2018-05-22 14:00 | 5 | 2 | 1 | 14 | 3399 | 0.40718
2018-05-22 15:00 | 5 | 2 | 1 | 15 | 3400 | 0.33642
2018-05-22 16:00 | 5 | 2 | 1 | 16 | 3401 | 0.25671
2018-05-22 17:00 | 5 | 2 | 1 | 17 | 3402 | 0.15616
2018-05-22 18:00 | 5 | 2 | 1 | 18 | 3403 | 0.07023
2018-05-22 19:00 | 5 | 2 | 1 | 19 | 3404 | 0.014404
2018-05-22 20:00 | 5 | 2 | 1 | 20 | 3405 | 0
2018-05-22 21:00 | 5 | 2 | 1 | 21 | 3406 | 0
2018-05-22 22:00 | 5 | 2 | 1 | 22 | 3407 | 0
2018-05-22 23:00 | 5 | 2 | 1 | 23 | 3408 | 0
2018-05-23 | 5 | 3 | 1 | 0 | 3409 | 0
2018-05-23 01:00 | 5 | 3 | 1 | 1 | 3410 | 0
2018-05-23 02:00 | 5 | 3 | 1 | 2 | 3411 | 0
2018-05-23 03:00 | 5 | 3 | 1 | 3 | 3412 | 0
2018-05-23 04:00 | 5 | 3 | 1 | 4 | 3413 | 0.0021117
2018-05-23 05:00 | 5 | 3 | 1 | 5 | 3414 | 0.037312
2018-05-23 06:00 | 5 | 3 | 1 | 6 | 3415 | 0.10513
2018-05-23 07:00 | 5 | 3 | 1 | 7 | 3416 | 0.24975
2018-05-23 08:00 | 5 | 3 | 1 | 8 | 3417 | 0.40922
2018-05-23 09:00 | 5 | 3 | 1 | 9 | 3418 | 0.54437
2018-05-23 10:00 | 5 | 3 | 1 | 10 | 3419 | 0.61239
2018-05-23 11:00 | 5 | 3 | 1 | 11 | 3420 | 0.64905
2018-05-23 12:00 | 5 | 3 | 1 | 12 | 3421 | 0.66783
2018-05-23 13:00 | 5 | 3 | 1 | 13 | 3422 | 0.64584
2018-05-23 14:00 | 5 | 3 | 1 | 14 | 3423 | 0.54007
2018-05-23 15:00 | 5 | 3 | 1 | 15 | 3424 | 0.46474
2018-05-23 16:00 | 5 | 3 | 1 | 16 | 3425 | 0.35373
2018-05-23 17:00 | 5 | 3 | 1 | 17 | 3426 | 0.21393
2018-05-23 18:00 | 5 | 3 | 1 | 18 | 3427 | 0.08948
2018-05-23 19:00 | 5 | 3 | 1 | 19 | 3428 | 0.026191
2018-05-23 20:00 | 5 | 3 | 1 | 20 | 3429 | 0
2018-05-23 21:00 | 5 | 3 | 1 | 21 | 3430 | 0
2018-05-23 22:00 | 5 | 3 | 1 | 22 | 3431 | 0
2018-05-23 23:00 | 5 | 3 | 1 | 23 | 3432 | 0
2018-05-24 | 5 | 4 | 1 | 0 | 3433 | 0
2018-05-24 01:00 | 5 | 4 | 1 | 1 | 3434 | 0
2018-05-24 02:00 | 5 | 4 | 1 | 2 | 3435 | 0
2018-05-24 03:00 | 5 | 4 | 1 | 3 | 3436 | 0
2018-05-24 04:00 | 5 | 4 | 1 | 4 | 3437 | 0.0028133
2018-05-24 05:00 | 5 | 4 | 1 | 5 | 3438 | 0.041467
2018-05-24 06:00 | 5 | 4 | 1 | 6 | 3439 | 0.11194
2018-05-24 07:00 | 5 | 4 | 1 | 7 | 3440 | 0.24957
2018-05-24 08:00 | 5 | 4 | 1 | 8 | 3441 | 0.38146
2018-05-24 09:00 | 5 | 4 | 1 | 9 | 3442 | 0.45927
2018-05-24 10:00 | 5 | 4 | 1 | 10 | 3443 | 0.4988
2018-05-24 11:00 | 5 | 4 | 1 | 11 | 3444 | 0.50756
2018-05-24 12:00 | 5 | 4 | 1 | 12 | 3445 | 0.51078
2018-05-24 13:00 | 5 | 4 | 1 | 13 | 3446 | 0.5143
2018-05-24 14:00 | 5 | 4 | 1 | 14 | 3447 | 0.46128
2018-05-24 15:00 | 5 | 4 | 1 | 15 | 3448 | 0.37785
2018-05-24 16:00 | 5 | 4 | 1 | 16 | 3449 | 0.30052
2018-05-24 17:00 | 5 | 4 | 1 | 17 | 3450 | 0.1757
2018-05-24 18:00 | 5 | 4 | 1 | 18 | 3451 | 0.084635
2018-05-24 19:00 | 5 | 4 | 1 | 19 | 3452 | 0.022294
2018-05-24 20:00 | 5 | 4 | 1 | 20 | 3453 | 0
2018-05-24 21:00 | 5 | 4 | 1 | 21 | 3454 | 0
2018-05-24 22:00 | 5 | 4 | 1 | 22 | 3455 | 0
2018-05-24 23:00 | 5 | 4 | 1 | 23 | 3456 | 0
2018-05-25 | 5 | 5 | 1 | 0 | 3457 | 0
2018-05-25 01:00 | 5 | 5 | 1 | 1 | 3458 | 0
2018-05-25 02:00 | 5 | 5 | 1 | 2 | 3459 | 0
2018-05-25 03:00 | 5 | 5 | 1 | 3 | 3460 | 0
2018-05-25 04:00 | 5 | 5 | 1 | 4 | 3461 | 0.0036334
2018-05-25 05:00 | 5 | 5 | 1 | 5 | 3462 | 0.043896
2018-05-25 06:00 | 5 | 5 | 1 | 6 | 3463 | 0.11365
2018-05-25 07:00 | 5 | 5 | 1 | 7 | 3464 | 0.26131
2018-05-25 08:00 | 5 | 5 | 1 | 8 | 3465 | 0.39557
2018-05-25 09:00 | 5 | 5 | 1 | 9 | 3466 | 0.514
2018-05-25 10:00 | 5 | 5 | 1 | 10 | 3467 | 0.59099
2018-05-25 11:00 | 5 | 5 | 1 | 11 | 3468 | 0.58307
2018-05-25 12:00 | 5 | 5 | 1 | 12 | 3469 | 0.58835
2018-05-25 13:00 | 5 | 5 | 1 | 13 | 3470 | 0.56543
2018-05-25 14:00 | 5 | 5 | 1 | 14 | 3471 | 0.51272
2018-05-25 15:00 | 5 | 5 | 1 | 15 | 3472 | 0.4323
2018-05-25 16:00 | 5 | 5 | 1 | 16 | 3473 | 0.34864
2018-05-25 17:00 | 5 | 5 | 1 | 17 | 3474 | 0.20771
2018-05-25 18:00 | 5 | 5 | 1 | 18 | 3475 | 0.088819
2018-05-25 19:00 | 5 | 5 | 1 | 19 | 3476 | 0.02647
2018-05-25 20:00 | 5 | 5 | 1 | 20 | 3477 | 0
2018-05-25 21:00 | 5 | 5 | 1 | 21 | 3478 | 0
2018-05-25 22:00 | 5 | 5 | 1 | 22 | 3479 | 0
2018-05-25 23:00 | 5 | 5 | 1 | 23 | 3480 | 0
2018-05-26 | 5 | 6 | 2 | 0 | 3481 | 0
2018-05-26 01:00 | 5 | 6 | 2 | 1 | 3482 | 0
2018-05-26 02:00 | 5 | 6 | 2 | 2 | 3483 | 0
2018-05-26 03:00 | 5 | 6 | 2 | 3 | 3484 | 0
2018-05-26 04:00 | 5 | 6 | 2 | 4 | 3485 | 0.0033355
2018-05-26 05:00 | 5 | 6 | 2 | 5 | 3486 | 0.04622
2018-05-26 06:00 | 5 | 6 | 2 | 6 | 3487 | 0.12068
2018-05-26 07:00 | 5 | 6 | 2 | 7 | 3488 | 0.26716
2018-05-26 08:00 | 5 | 6 | 2 | 8 | 3489 | 0.41765
2018-05-26 09:00 | 5 | 6 | 2 | 9 | 3490 | 0.53349
2018-05-26 10:00 | 5 | 6 | 2 | 10 | 3491 | 0.58711
2018-05-26 11:00 | 5 | 6 | 2 | 11 | 3492 | 0.61239
2018-05-26 12:00 | 5 | 6 | 2 | 12 | 3493 | 0.63129
2018-05-26 13:00 | 5 | 6 | 2 | 13 | 3494 | 0.59249
2018-05-26 14:00 | 5 | 6 | 2 | 14 | 3495 | 0.54182
2018-05-26 15:00 | 5 | 6 | 2 | 15 | 3496 | 0.44329
2018-05-26 16:00 | 5 | 6 | 2 | 16 | 3497 | 0.33646
2018-05-26 17:00 | 5 | 6 | 2 | 17 | 3498 | 0.20002
2018-05-26 18:00 | 5 | 6 | 2 | 18 | 3499 | 0.088866
2018-05-26 19:00 | 5 | 6 | 2 | 19 | 3500 | 0.025991
2018-05-26 20:00 | 5 | 6 | 2 | 20 | 3501 | 0.00035648
2018-05-26 21:00 | 5 | 6 | 2 | 21 | 3502 | 0
2018-05-26 22:00 | 5 | 6 | 2 | 22 | 3503 | 0
2018-05-26 23:00 | 5 | 6 | 2 | 23 | 3504 | 0
2018-05-27 | 5 | 7 | 2 | 0 | 3505 | 0
2018-05-27 01:00 | 5 | 7 | 2 | 1 | 3506 | 0
2018-05-27 02:00 | 5 | 7 | 2 | 2 | 3507 | 0
2018-05-27 03:00 | 5 | 7 | 2 | 3 | 3508 | 0
2018-05-27 04:00 | 5 | 7 | 2 | 4 | 3509 | 0.0049113
2018-05-27 05:00 | 5 | 7 | 2 | 5 | 3510 | 0.052002
2018-05-27 06:00 | 5 | 7 | 2 | 6 | 3511 | 0.1312
2018-05-27 07:00 | 5 | 7 | 2 | 7 | 3512 | 0.29389
2018-05-27 08:00 | 5 | 7 | 2 | 8 | 3513 | 0.47025
2018-05-27 09:00 | 5 | 7 | 2 | 9 | 3514 | 0.59601
2018-05-27 10:00 | 5 | 7 | 2 | 10 | 3515 | 0.68599
2018-05-27 11:00 | 5 | 7 | 2 | 11 | 3516 | 0.69929
2018-05-27 12:00 | 5 | 7 | 2 | 12 | 3517 | 0.70392
2018-05-27 13:00 | 5 | 7 | 2 | 13 | 3518 | 0.65976
2018-05-27 14:00 | 5 | 7 | 2 | 14 | 3519 | 0.58531
2018-05-27 15:00 | 5 | 7 | 2 | 15 | 3520 | 0.48445
2018-05-27 16:00 | 5 | 7 | 2 | 16 | 3521 | 0.35823
2018-05-27 17:00 | 5 | 7 | 2 | 17 | 3522 | 0.20623
2018-05-27 18:00 | 5 | 7 | 2 | 18 | 3523 | 0.088101
2018-05-27 19:00 | 5 | 7 | 2 | 19 | 3524 | 0.028223
2018-05-27 20:00 | 5 | 7 | 2 | 20 | 3525 | 0
2018-05-27 21:00 | 5 | 7 | 2 | 21 | 3526 | 0
2018-05-27 22:00 | 5 | 7 | 2 | 22 | 3527 | 0
2018-05-27 23:00 | 5 | 7 | 2 | 23 | 3528 | 0
2018-05-28 | 5 | 1 | 1 | 0 | 3529 | 0
2018-05-28 01:00 | 5 | 1 | 1 | 1 | 3530 | 0
2018-05-28 02:00 | 5 | 1 | 1 | 2 | 3531 | 0
2018-05-28 03:00 | 5 | 1 | 1 | 3 | 3532 | 0
2018-05-28 04:00 | 5 | 1 | 1 | 4 | 3533 | 0.0055592
2018-05-28 05:00 | 5 | 1 | 1 | 5 | 3534 | 0.053674
2018-05-28 06:00 | 5 | 1 | 1 | 6 | 3535 | 0.13285
2018-05-28 07:00 | 5 | 1 | 1 | 7 | 3536 | 0.27724
2018-05-28 08:00 | 5 | 1 | 1 | 8 | 3537 | 0.43362
2018-05-28 09:00 | 5 | 1 | 1 | 9 | 3538 | 0.55774
2018-05-28 10:00 | 5 | 1 | 1 | 10 | 3539 | 0.64842
2018-05-28 11:00 | 5 | 1 | 1 | 11 | 3540 | 0.67356
2018-05-28 12:00 | 5 | 1 | 1 | 12 | 3541 | 0.66968
2018-05-28 13:00 | 5 | 1 | 1 | 13 | 3542 | 0.64016
2018-05-28 14:00 | 5 | 1 | 1 | 14 | 3543 | 0.57236
2018-05-28 15:00 | 5 | 1 | 1 | 15 | 3544 | 0.46786
2018-05-28 16:00 | 5 | 1 | 1 | 16 | 3545 | 0.34157
2018-05-28 17:00 | 5 | 1 | 1 | 17 | 3546 | 0.20475
2018-05-28 18:00 | 5 | 1 | 1 | 18 | 3547 | 0.087844
2018-05-28 19:00 | 5 | 1 | 1 | 19 | 3548 | 0.026152
2018-05-28 20:00 | 5 | 1 | 1 | 20 | 3549 | 0
2018-05-28 21:00 | 5 | 1 | 1 | 21 | 3550 | 0
2018-05-28 22:00 | 5 | 1 | 1 | 22 | 3551 | 0
2018-05-28 23:00 | 5 | 1 | 1 | 23 | 3552 | 0
2018-05-29 | 5 | 2 | 1 | 0 | 3553 | 0
2018-05-29 01:00 | 5 | 2 | 1 | 1 | 3554 | 0
2018-05-29 02:00 | 5 | 2 | 1 | 2 | 3555 | 0
2018-05-29 03:00 | 5 | 2 | 1 | 3 | 3556 | 0
2018-05-29 04:00 | 5 | 2 | 1 | 4 | 3557 | 0.0047187
2018-05-29 05:00 | 5 | 2 | 1 | 5 | 3558 | 0.046207
2018-05-29 06:00 | 5 | 2 | 1 | 6 | 3559 | 0.11938
2018-05-29 07:00 | 5 | 2 | 1 | 7 | 3560 | 0.24873
2018-05-29 08:00 | 5 | 2 | 1 | 8 | 3561 | 0.36979
2018-05-29 09:00 | 5 | 2 | 1 | 9 | 3562 | 0.45711
2018-05-29 10:00 | 5 | 2 | 1 | 10 | 3563 | 0.53175
2018-05-29 11:00 | 5 | 2 | 1 | 11 | 3564 | 0.57691
2018-05-29 12:00 | 5 | 2 | 1 | 12 | 3565 | 0.56086
2018-05-29 13:00 | 5 | 2 | 1 | 13 | 3566 | 0.55502
2018-05-29 14:00 | 5 | 2 | 1 | 14 | 3567 | 0.49393
2018-05-29 15:00 | 5 | 2 | 1 | 15 | 3568 | 0.44247
2018-05-29 16:00 | 5 | 2 | 1 | 16 | 3569 | 0.3366
2018-05-29 17:00 | 5 | 2 | 1 | 17 | 3570 | 0.20945
2018-05-29 18:00 | 5 | 2 | 1 | 18 | 3571 | 0.089411
2018-05-29 19:00 | 5 | 2 | 1 | 19 | 3572 | 0.025573
2018-05-29 20:00 | 5 | 2 | 1 | 20 | 3573 | 0.00035648
2018-05-29 21:00 | 5 | 2 | 1 | 21 | 3574 | 0
2018-05-29 22:00 | 5 | 2 | 1 | 22 | 3575 | 0
2018-05-29 23:00 | 5 | 2 | 1 | 23 | 3576 | 0
2018-05-30 | 5 | 3 | 1 | 0 | 3577 | 0
2018-05-30 01:00 | 5 | 3 | 1 | 1 | 3578 | 0
2018-05-30 02:00 | 5 | 3 | 1 | 2 | 3579 | 0
2018-05-30 03:00 | 5 | 3 | 1 | 3 | 3580 | 0
2018-05-30 04:00 | 5 | 3 | 1 | 4 | 3581 | 0.0052747
2018-05-30 05:00 | 5 | 3 | 1 | 5 | 3582 | 0.044111
2018-05-30 06:00 | 5 | 3 | 1 | 6 | 3583 | 0.11366
2018-05-30 07:00 | 5 | 3 | 1 | 7 | 3584 | 0.24018
2018-05-30 08:00 | 5 | 3 | 1 | 8 | 3585 | 0.3762
2018-05-30 09:00 | 5 | 3 | 1 | 9 | 3586 | 0.49244
2018-05-30 10:00 | 5 | 3 | 1 | 10 | 3587 | 0.56648
2018-05-30 11:00 | 5 | 3 | 1 | 11 | 3588 | 0.59229
2018-05-30 12:00 | 5 | 3 | 1 | 12 | 3589 | 0.59968
2018-05-30 13:00 | 5 | 3 | 1 | 13 | 3590 | 0.60333
2018-05-30 14:00 | 5 | 3 | 1 | 14 | 3591 | 0.51551
2018-05-30 15:00 | 5 | 3 | 1 | 15 | 3592 | 0.42112
2018-05-30 16:00 | 5 | 3 | 1 | 16 | 3593 | 0.30325
2018-05-30 17:00 | 5 | 3 | 1 | 17 | 3594 | 0.17876
2018-05-30 18:00 | 5 | 3 | 1 | 18 | 3595 | 0.084764
2018-05-30 19:00 | 5 | 3 | 1 | 19 | 3596 | 0.025003
2018-05-30 20:00 | 5 | 3 | 1 | 20 | 3597 | 0.00035648
2018-05-30 21:00 | 5 | 3 | 1 | 21 | 3598 | 0
2018-05-30 22:00 | 5 | 3 | 1 | 22 | 3599 | 0
2018-05-30 23:00 | 5 | 3 | 1 | 23 | 3600 | 0
2018-05-31 | 5 | 4 | 1 | 0 | 3601 | 0
2018-05-31 01:00 | 5 | 4 | 1 | 1 | 3602 | 0
2018-05-31 02:00 | 5 | 4 | 1 | 2 | 3603 | 0
2018-05-31 03:00 | 5 | 4 | 1 | 3 | 3604 | 0
2018-05-31 04:00 | 5 | 4 | 1 | 4 | 3605 | 0.0041962
2018-05-31 05:00 | 5 | 4 | 1 | 5 | 3606 | 0.045478
2018-05-31 06:00 | 5 | 4 | 1 | 6 | 3607 | 0.11441
2018-05-31 07:00 | 5 | 4 | 1 | 7 | 3608 | 0.25602
2018-05-31 08:00 | 5 | 4 | 1 | 8 | 3609 | 0.40299
2018-05-31 09:00 | 5 | 4 | 1 | 9 | 3610 | 0.51506
2018-05-31 10:00 | 5 | 4 | 1 | 10 | 3611 | 0.59104
2018-05-31 11:00 | 5 | 4 | 1 | 11 | 3612 | 0.62829
2018-05-31 12:00 | 5 | 4 | 1 | 12 | 3613 | 0.60341
2018-05-31 13:00 | 5 | 4 | 1 | 13 | 3614 | 0.57852
2018-05-31 14:00 | 5 | 4 | 1 | 14 | 3615 | 0.50459
2018-05-31 15:00 | 5 | 4 | 1 | 15 | 3616 | 0.42275
2018-05-31 16:00 | 5 | 4 | 1 | 16 | 3617 | 0.3261
2018-05-31 17:00 | 5 | 4 | 1 | 17 | 3618 | 0.20226
2018-05-31 18:00 | 5 | 4 | 1 | 18 | 3619 | 0.09122
2018-05-31 19:00 | 5 | 4 | 1 | 19 | 3620 | 0.027052
2018-05-31 20:00 | 5 | 4 | 1 | 20 | 3621 | 0.00035648
2018-05-31 21:00 | 5 | 4 | 1 | 21 | 3622 | 0
2018-05-31 22:00 | 5 | 4 | 1 | 22 | 3623 | 0
2018-05-31 23:00 | 5 | 4 | 1 | 23 | 3624 | 0
2018-06-01 | 6 | 5 | 1 | 0 | 3625 | 0
2018-06-01 01:00 | 6 | 5 | 1 | 1 | 3626 | 0
2018-06-01 02:00 | 6 | 5 | 1 | 2 | 3627 | 0
2018-06-01 03:00 | 6 | 5 | 1 | 3 | 3628 | 0
2018-06-01 04:00 | 6 | 5 | 1 | 4 | 3629 | 0.003878
2018-06-01 05:00 | 6 | 5 | 1 | 5 | 3630 | 0.04297
2018-06-01 06:00 | 6 | 5 | 1 | 6 | 3631 | 0.11117
2018-06-01 07:00 | 6 | 5 | 1 | 7 | 3632 | 0.24603
2018-06-01 08:00 | 6 | 5 | 1 | 8 | 3633 | 0.37994
2018-06-01 09:00 | 6 | 5 | 1 | 9 | 3634 | 0.48887
2018-06-01 10:00 | 6 | 5 | 1 | 10 | 3635 | 0.55005
2018-06-01 11:00 | 6 | 5 | 1 | 11 | 3636 | 0.57956
2018-06-01 12:00 | 6 | 5 | 1 | 12 | 3637 | 0.61009
2018-06-01 13:00 | 6 | 5 | 1 | 13 | 3638 | 0.60765
2018-06-01 14:00 | 6 | 5 | 1 | 14 | 3639 | 0.54642
2018-06-01 15:00 | 6 | 5 | 1 | 15 | 3640 | 0.4615
2018-06-01 16:00 | 6 | 5 | 1 | 16 | 3641 | 0.33746
2018-06-01 17:00 | 6 | 5 | 1 | 17 | 3642 | 0.19643
2018-06-01 18:00 | 6 | 5 | 1 | 18 | 3643 | 0.091454
2018-06-01 19:00 | 6 | 5 | 1 | 19 | 3644 | 0.02999
2018-06-01 20:00 | 6 | 5 | 1 | 20 | 3645 | 0.00035648
2018-06-01 21:00 | 6 | 5 | 1 | 21 | 3646 | 0
2018-06-01 22:00 | 6 | 5 | 1 | 22 | 3647 | 0
2018-06-01 23:00 | 6 | 5 | 1 | 23 | 3648 | 0
2018-06-02 | 6 | 6 | 2 | 0 | 3649 | 0
2018-06-02 01:00 | 6 | 6 | 2 | 1 | 3650 | 0
2018-06-02 02:00 | 6 | 6 | 2 | 2 | 3651 | 0
2018-06-02 03:00 | 6 | 6 | 2 | 3 | 3652 | 0
2018-06-02 04:00 | 6 | 6 | 2 | 4 | 3653 | 0.0017348
2018-06-02 05:00 | 6 | 6 | 2 | 5 | 3654 | 0.033399
2018-06-02 06:00 | 6 | 6 | 2 | 6 | 3655 | 0.092854
2018-06-02 07:00 | 6 | 6 | 2 | 7 | 3656 | 0.1997
2018-06-02 08:00 | 6 | 6 | 2 | 8 | 3657 | 0.32375
2018-06-02 09:00 | 6 | 6 | 2 | 9 | 3658 | 0.39315
2018-06-02 10:00 | 6 | 6 | 2 | 10 | 3659 | 0.46186
2018-06-02 11:00 | 6 | 6 | 2 | 11 | 3660 | 0.479
2018-06-02 12:00 | 6 | 6 | 2 | 12 | 3661 | 0.47581
2018-06-02 13:00 | 6 | 6 | 2 | 13 | 3662 | 0.49738
2018-06-02 14:00 | 6 | 6 | 2 | 14 | 3663 | 0.43437
2018-06-02 15:00 | 6 | 6 | 2 | 15 | 3664 | 0.37291
2018-06-02 16:00 | 6 | 6 | 2 | 16 | 3665 | 0.28555
2018-06-02 17:00 | 6 | 6 | 2 | 17 | 3666 | 0.17935
2018-06-02 18:00 | 6 | 6 | 2 | 18 | 3667 | 0.085086
2018-06-02 19:00 | 6 | 6 | 2 | 19 | 3668 | 0.027951
2018-06-02 20:00 | 6 | 6 | 2 | 20 | 3669 | 0.00087892
2018-06-02 21:00 | 6 | 6 | 2 | 21 | 3670 | 0
2018-06-02 22:00 | 6 | 6 | 2 | 22 | 3671 | 0
2018-06-02 23:00 | 6 | 6 | 2 | 23 | 3672 | 0
2018-06-03 | 6 | 7 | 2 | 0 | 3673 | 0
2018-06-03 01:00 | 6 | 7 | 2 | 1 | 3674 | 0
2018-06-03 02:00 | 6 | 7 | 2 | 2 | 3675 | 0
2018-06-03 03:00 | 6 | 7 | 2 | 3 | 3676 | 0
2018-06-03 04:00 | 6 | 7 | 2 | 4 | 3677 | 0.0022755
2018-06-03 05:00 | 6 | 7 | 2 | 5 | 3678 | 0.033182
2018-06-03 06:00 | 6 | 7 | 2 | 6 | 3679 | 0.090125
2018-06-03 07:00 | 6 | 7 | 2 | 7 | 3680 | 0.19557
2018-06-03 08:00 | 6 | 7 | 2 | 8 | 3681 | 0.29778
2018-06-03 09:00 | 6 | 7 | 2 | 9 | 3682 | 0.38439
2018-06-03 10:00 | 6 | 7 | 2 | 10 | 3683 | 0.43067
2018-06-03 11:00 | 6 | 7 | 2 | 11 | 3684 | 0.45457
2018-06-03 12:00 | 6 | 7 | 2 | 12 | 3685 | 0.45756
2018-06-03 13:00 | 6 | 7 | 2 | 13 | 3686 | 0.44705
2018-06-03 14:00 | 6 | 7 | 2 | 14 | 3687 | 0.39942
2018-06-03 15:00 | 6 | 7 | 2 | 15 | 3688 | 0.34467
2018-06-03 16:00 | 6 | 7 | 2 | 16 | 3689 | 0.2796
2018-06-03 17:00 | 6 | 7 | 2 | 17 | 3690 | 0.18712
2018-06-03 18:00 | 6 | 7 | 2 | 18 | 3691 | 0.093935
2018-06-03 19:00 | 6 | 7 | 2 | 19 | 3692 | 0.029568
2018-06-03 20:00 | 6 | 7 | 2 | 20 | 3693 | 0.00035648
2018-06-03 21:00 | 6 | 7 | 2 | 21 | 3694 | 0
2018-06-03 22:00 | 6 | 7 | 2 | 22 | 3695 | 0
2018-06-03 23:00 | 6 | 7 | 2 | 23 | 3696 | 0
2018-06-04 | 6 | 1 | 1 | 0 | 3697 | 0
2018-06-04 01:00 | 6 | 1 | 1 | 1 | 3698 | 0
2018-06-04 02:00 | 6 | 1 | 1 | 2 | 3699 | 0
2018-06-04 03:00 | 6 | 1 | 1 | 3 | 3700 | 0
2018-06-04 04:00 | 6 | 1 | 1 | 4 | 3701 | 0.0038177
2018-06-04 05:00 | 6 | 1 | 1 | 5 | 3702 | 0.043048
2018-06-04 06:00 | 6 | 1 | 1 | 6 | 3703 | 0.11102
2018-06-04 07:00 | 6 | 1 | 1 | 7 | 3704 | 0.22991
2018-06-04 08:00 | 6 | 1 | 1 | 8 | 3705 | 0.341
2018-06-04 09:00 | 6 | 1 | 1 | 9 | 3706 | 0.43024
2018-06-04 10:00 | 6 | 1 | 1 | 10 | 3707 | 0.47519
2018-06-04 11:00 | 6 | 1 | 1 | 11 | 3708 | 0.47711
2018-06-04 12:00 | 6 | 1 | 1 | 12 | 3709 | 0.46754
2018-06-04 13:00 | 6 | 1 | 1 | 13 | 3710 | 0.45449
2018-06-04 14:00 | 6 | 1 | 1 | 14 | 3711 | 0.42295
2018-06-04 15:00 | 6 | 1 | 1 | 15 | 3712 | 0.37375
2018-06-04 16:00 | 6 | 1 | 1 | 16 | 3713 | 0.31619
2018-06-04 17:00 | 6 | 1 | 1 | 17 | 3714 | 0.19802
2018-06-04 18:00 | 6 | 1 | 1 | 18 | 3715 | 0.091961
2018-06-04 19:00 | 6 | 1 | 1 | 19 | 3716 | 0.029339
2018-06-04 20:00 | 6 | 1 | 1 | 20 | 3717 | 0.00035648
2018-06-04 21:00 | 6 | 1 | 1 | 21 | 3718 | 0
2018-06-04 22:00 | 6 | 1 | 1 | 22 | 3719 | 0
2018-06-04 23:00 | 6 | 1 | 1 | 23 | 3720 | 0
2018-06-05 | 6 | 2 | 1 | 0 | 3721 | 0
2018-06-05 01:00 | 6 | 2 | 1 | 1 | 3722 | 0
2018-06-05 02:00 | 6 | 2 | 1 | 2 | 3723 | 0
2018-06-05 03:00 | 6 | 2 | 1 | 3 | 3724 | 0
2018-06-05 04:00 | 6 | 2 | 1 | 4 | 3725 | 0.0040218
2018-06-05 05:00 | 6 | 2 | 1 | 5 | 3726 | 0.0432
2018-06-05 06:00 | 6 | 2 | 1 | 6 | 3727 | 0.10981
2018-06-05 07:00 | 6 | 2 | 1 | 7 | 3728 | 0.22797
2018-06-05 08:00 | 6 | 2 | 1 | 8 | 3729 | 0.35171
2018-06-05 09:00 | 6 | 2 | 1 | 9 | 3730 | 0.45444
2018-06-05 10:00 | 6 | 2 | 1 | 10 | 3731 | 0.49471
2018-06-05 11:00 | 6 | 2 | 1 | 11 | 3732 | 0.51667
2018-06-05 12:00 | 6 | 2 | 1 | 12 | 3733 | 0.4795
2018-06-05 13:00 | 6 | 2 | 1 | 13 | 3734 | 0.45749
2018-06-05 14:00 | 6 | 2 | 1 | 14 | 3735 | 0.39691
2018-06-05 15:00 | 6 | 2 | 1 | 15 | 3736 | 0.3202
2018-06-05 16:00 | 6 | 2 | 1 | 16 | 3737 | 0.25895
2018-06-05 17:00 | 6 | 2 | 1 | 17 | 3738 | 0.16376
2018-06-05 18:00 | 6 | 2 | 1 | 18 | 3739 | 0.082307
2018-06-05 19:00 | 6 | 2 | 1 | 19 | 3740 | 0.025638
2018-06-05 20:00 | 6 | 2 | 1 | 20 | 3741 | 0.00071296
2018-06-05 21:00 | 6 | 2 | 1 | 21 | 3742 | 0
2018-06-05 22:00 | 6 | 2 | 1 | 22 | 3743 | 0
2018-06-05 23:00 | 6 | 2 | 1 | 23 | 3744 | 0
2018-06-06 | 6 | 3 | 1 | 0 | 3745 | 0
2018-06-06 01:00 | 6 | 3 | 1 | 1 | 3746 | 0
2018-06-06 02:00 | 6 | 3 | 1 | 2 | 3747 | 0
2018-06-06 03:00 | 6 | 3 | 1 | 3 | 3748 | 0
2018-06-06 04:00 | 6 | 3 | 1 | 4 | 3749 | 0.0019188
2018-06-06 05:00 | 6 | 3 | 1 | 5 | 3750 | 0.031782
2018-06-06 06:00 | 6 | 3 | 1 | 6 | 3751 | 0.087768
2018-06-06 07:00 | 6 | 3 | 1 | 7 | 3752 | 0.18754
2018-06-06 08:00 | 6 | 3 | 1 | 8 | 3753 | 0.31313
2018-06-06 09:00 | 6 | 3 | 1 | 9 | 3754 | 0.44694
2018-06-06 10:00 | 6 | 3 | 1 | 10 | 3755 | 0.51199
2018-06-06 11:00 | 6 | 3 | 1 | 11 | 3756 | 0.54458
2018-06-06 12:00 | 6 | 3 | 1 | 12 | 3757 | 0.56183
2018-06-06 13:00 | 6 | 3 | 1 | 13 | 3758 | 0.53345
2018-06-06 14:00 | 6 | 3 | 1 | 14 | 3759 | 0.46732
2018-06-06 15:00 | 6 | 3 | 1 | 15 | 3760 | 0.38443
2018-06-06 16:00 | 6 | 3 | 1 | 16 | 3761 | 0.28898
2018-06-06 17:00 | 6 | 3 | 1 | 17 | 3762 | 0.18578
2018-06-06 18:00 | 6 | 3 | 1 | 18 | 3763 | 0.08966
2018-06-06 19:00 | 6 | 3 | 1 | 19 | 3764 | 0.029365
2018-06-06 20:00 | 6 | 3 | 1 | 20 | 3765 | 0.00035648
2018-06-06 21:00 | 6 | 3 | 1 | 21 | 3766 | 0
2018-06-06 22:00 | 6 | 3 | 1 | 22 | 3767 | 0
2018-06-06 23:00 | 6 | 3 | 1 | 23 | 3768 | 0
2018-06-07 | 6 | 4 | 1 | 0 | 3769 | 0
2018-06-07 01:00 | 6 | 4 | 1 | 1 | 3770 | 0
2018-06-07 02:00 | 6 | 4 | 1 | 2 | 3771 | 0
2018-06-07 03:00 | 6 | 4 | 1 | 3 | 3772 | 0
2018-06-07 04:00 | 6 | 4 | 1 | 4 | 3773 | 0.0067028
2018-06-07 05:00 | 6 | 4 | 1 | 5 | 3774 | 0.054491
2018-06-07 06:00 | 6 | 4 | 1 | 6 | 3775 | 0.13245
2018-06-07 07:00 | 6 | 4 | 1 | 7 | 3776 | 0.28143
2018-06-07 08:00 | 6 | 4 | 1 | 8 | 3777 | 0.42943
2018-06-07 09:00 | 6 | 4 | 1 | 9 | 3778 | 0.54422
2018-06-07 10:00 | 6 | 4 | 1 | 10 | 3779 | 0.63617
2018-06-07 11:00 | 6 | 4 | 1 | 11 | 3780 | 0.65856
2018-06-07 12:00 | 6 | 4 | 1 | 12 | 3781 | 0.65432
2018-06-07 13:00 | 6 | 4 | 1 | 13 | 3782 | 0.62047
2018-06-07 14:00 | 6 | 4 | 1 | 14 | 3783 | 0.53685
2018-06-07 15:00 | 6 | 4 | 1 | 15 | 3784 | 0.42363
2018-06-07 16:00 | 6 | 4 | 1 | 16 | 3785 | 0.32328
2018-06-07 17:00 | 6 | 4 | 1 | 17 | 3786 | 0.19764
2018-06-07 18:00 | 6 | 4 | 1 | 18 | 3787 | 0.087454
2018-06-07 19:00 | 6 | 4 | 1 | 19 | 3788 | 0.032189
2018-06-07 20:00 | 6 | 4 | 1 | 20 | 3789 | 0.00087892
2018-06-07 21:00 | 6 | 4 | 1 | 21 | 3790 | 0
2018-06-07 22:00 | 6 | 4 | 1 | 22 | 3791 | 0
2018-06-07 23:00 | 6 | 4 | 1 | 23 | 3792 | 0
2018-06-08 | 6 | 5 | 1 | 0 | 3793 | 0
2018-06-08 01:00 | 6 | 5 | 1 | 1 | 3794 | 0
2018-06-08 02:00 | 6 | 5 | 1 | 2 | 3795 | 0
2018-06-08 03:00 | 6 | 5 | 1 | 3 | 3796 | 0
2018-06-08 04:00 | 6 | 5 | 1 | 4 | 3797 | 0.0056447
2018-06-08 05:00 | 6 | 5 | 1 | 5 | 3798 | 0.046759
2018-06-08 06:00 | 6 | 5 | 1 | 6 | 3799 | 0.11579
2018-06-08 07:00 | 6 | 5 | 1 | 7 | 3800 | 0.23994
2018-06-08 08:00 | 6 | 5 | 1 | 8 | 3801 | 0.37624
2018-06-08 09:00 | 6 | 5 | 1 | 9 | 3802 | 0.49094
2018-06-08 10:00 | 6 | 5 | 1 | 10 | 3803 | 0.54444
2018-06-08 11:00 | 6 | 5 | 1 | 11 | 3804 | 0.59402
2018-06-08 12:00 | 6 | 5 | 1 | 12 | 3805 | 0.60288
2018-06-08 13:00 | 6 | 5 | 1 | 13 | 3806 | 0.5379
2018-06-08 14:00 | 6 | 5 | 1 | 14 | 3807 | 0.45003
2018-06-08 15:00 | 6 | 5 | 1 | 15 | 3808 | 0.36896
2018-06-08 16:00 | 6 | 5 | 1 | 16 | 3809 | 0.27126
2018-06-08 17:00 | 6 | 5 | 1 | 17 | 3810 | 0.17499
2018-06-08 18:00 | 6 | 5 | 1 | 18 | 3811 | 0.084496
2018-06-08 19:00 | 6 | 5 | 1 | 19 | 3812 | 0.028627
2018-06-08 20:00 | 6 | 5 | 1 | 20 | 3813 | 0.00035648
2018-06-08 21:00 | 6 | 5 | 1 | 21 | 3814 | 0
2018-06-08 22:00 | 6 | 5 | 1 | 22 | 3815 | 0
2018-06-08 23:00 | 6 | 5 | 1 | 23 | 3816 | 0
2018-06-09 | 6 | 6 | 2 | 0 | 3817 | 0
2018-06-09 01:00 | 6 | 6 | 2 | 1 | 3818 | 0
2018-06-09 02:00 | 6 | 6 | 2 | 2 | 3819 | 0
2018-06-09 03:00 | 6 | 6 | 2 | 3 | 3820 | 0
2018-06-09 04:00 | 6 | 6 | 2 | 4 | 3821 | 0.0040168
2018-06-09 05:00 | 6 | 6 | 2 | 5 | 3822 | 0.037596
2018-06-09 06:00 | 6 | 6 | 2 | 6 | 3823 | 0.096713
2018-06-09 07:00 | 6 | 6 | 2 | 7 | 3824 | 0.19846
2018-06-09 08:00 | 6 | 6 | 2 | 8 | 3825 | 0.31714
2018-06-09 09:00 | 6 | 6 | 2 | 9 | 3826 | 0.40872
2018-06-09 10:00 | 6 | 6 | 2 | 10 | 3827 | 0.4654
2018-06-09 11:00 | 6 | 6 | 2 | 11 | 3828 | 0.5042
2018-06-09 12:00 | 6 | 6 | 2 | 12 | 3829 | 0.54484
2018-06-09 13:00 | 6 | 6 | 2 | 13 | 3830 | 0.52755
2018-06-09 14:00 | 6 | 6 | 2 | 14 | 3831 | 0.47016
2018-06-09 15:00 | 6 | 6 | 2 | 15 | 3832 | 0.40346
2018-06-09 16:00 | 6 | 6 | 2 | 16 | 3833 | 0.33035
2018-06-09 17:00 | 6 | 6 | 2 | 17 | 3834 | 0.2045
2018-06-09 18:00 | 6 | 6 | 2 | 18 | 3835 | 0.094187
2018-06-09 19:00 | 6 | 6 | 2 | 19 | 3836 | 0.034056
2018-06-09 20:00 | 6 | 6 | 2 | 20 | 3837 | 0.00087892
2018-06-09 21:00 | 6 | 6 | 2 | 21 | 3838 | 0
2018-06-09 22:00 | 6 | 6 | 2 | 22 | 3839 | 0
2018-06-09 23:00 | 6 | 6 | 2 | 23 | 3840 | 0
2018-06-10 | 6 | 7 | 2 | 0 | 3841 | 0
2018-06-10 01:00 | 6 | 7 | 2 | 1 | 3842 | 0
2018-06-10 02:00 | 6 | 7 | 2 | 2 | 3843 | 0
2018-06-10 03:00 | 6 | 7 | 2 | 3 | 3844 | 0
2018-06-10 04:00 | 6 | 7 | 2 | 4 | 3845 | 0.0054249
2018-06-10 05:00 | 6 | 7 | 2 | 5 | 3846 | 0.043571
2018-06-10 06:00 | 6 | 7 | 2 | 6 | 3847 | 0.10675
2018-06-10 07:00 | 6 | 7 | 2 | 7 | 3848 | 0.22096
2018-06-10 08:00 | 6 | 7 | 2 | 8 | 3849 | 0.36543
2018-06-10 09:00 | 6 | 7 | 2 | 9 | 3850 | 0.48911
2018-06-10 10:00 | 6 | 7 | 2 | 10 | 3851 | 0.57828
2018-06-10 11:00 | 6 | 7 | 2 | 11 | 3852 | 0.59633
2018-06-10 12:00 | 6 | 7 | 2 | 12 | 3853 | 0.58672
2018-06-10 13:00 | 6 | 7 | 2 | 13 | 3854 | 0.48931
2018-06-10 14:00 | 6 | 7 | 2 | 14 | 3855 | 0.43772
2018-06-10 15:00 | 6 | 7 | 2 | 15 | 3856 | 0.3699
2018-06-10 16:00 | 6 | 7 | 2 | 16 | 3857 | 0.26172
2018-06-10 17:00 | 6 | 7 | 2 | 17 | 3858 | 0.17031
2018-06-10 18:00 | 6 | 7 | 2 | 18 | 3859 | 0.085207
2018-06-10 19:00 | 6 | 7 | 2 | 19 | 3860 | 0.032236
2018-06-10 20:00 | 6 | 7 | 2 | 20 | 3861 | 0.00035648
2018-06-10 21:00 | 6 | 7 | 2 | 21 | 3862 | 0
2018-06-10 22:00 | 6 | 7 | 2 | 22 | 3863 | 0
2018-06-10 23:00 | 6 | 7 | 2 | 23 | 3864 | 0
2018-06-11 | 6 | 1 | 1 | 0 | 3865 | 0
2018-06-11 01:00 | 6 | 1 | 1 | 1 | 3866 | 0
2018-06-11 02:00 | 6 | 1 | 1 | 2 | 3867 | 0
2018-06-11 03:00 | 6 | 1 | 1 | 3 | 3868 | 0
2018-06-11 04:00 | 6 | 1 | 1 | 4 | 3869 | 0.0042366
2018-06-11 05:00 | 6 | 1 | 1 | 5 | 3870 | 0.045191
2018-06-11 06:00 | 6 | 1 | 1 | 6 | 3871 | 0.11652
2018-06-11 07:00 | 6 | 1 | 1 | 7 | 3872 | 0.23753
2018-06-11 08:00 | 6 | 1 | 1 | 8 | 3873 | 0.3957
2018-06-11 09:00 | 6 | 1 | 1 | 9 | 3874 | 0.52449
2018-06-11 10:00 | 6 | 1 | 1 | 10 | 3875 | 0.61109
2018-06-11 11:00 | 6 | 1 | 1 | 11 | 3876 | 0.675
2018-06-11 12:00 | 6 | 1 | 1 | 12 | 3877 | 0.65439
2018-06-11 13:00 | 6 | 1 | 1 | 13 | 3878 | 0.63549
2018-06-11 14:00 | 6 | 1 | 1 | 14 | 3879 | 0.54401
2018-06-11 15:00 | 6 | 1 | 1 | 15 | 3880 | 0.44259
2018-06-11 16:00 | 6 | 1 | 1 | 16 | 3881 | 0.31967
2018-06-11 17:00 | 6 | 1 | 1 | 17 | 3882 | 0.19682
2018-06-11 18:00 | 6 | 1 | 1 | 18 | 3883 | 0.090026
2018-06-11 19:00 | 6 | 1 | 1 | 19 | 3884 | 0.034717
2018-06-11 20:00 | 6 | 1 | 1 | 20 | 3885 | 0.0012354
2018-06-11 21:00 | 6 | 1 | 1 | 21 | 3886 | 0
2018-06-11 22:00 | 6 | 1 | 1 | 22 | 3887 | 0
2018-06-11 23:00 | 6 | 1 | 1 | 23 | 3888 | 0
2018-06-12 | 6 | 2 | 1 | 0 | 3889 | 0
2018-06-12 01:00 | 6 | 2 | 1 | 1 | 3890 | 0
2018-06-12 02:00 | 6 | 2 | 1 | 2 | 3891 | 0
2018-06-12 03:00 | 6 | 2 | 1 | 3 | 3892 | 0
2018-06-12 04:00 | 6 | 2 | 1 | 4 | 3893 | 0.0052123
2018-06-12 05:00 | 6 | 2 | 1 | 5 | 3894 | 0.044129
2018-06-12 06:00 | 6 | 2 | 1 | 6 | 3895 | 0.10904
2018-06-12 07:00 | 6 | 2 | 1 | 7 | 3896 | 0.22735
2018-06-12 08:00 | 6 | 2 | 1 | 8 | 3897 | 0.35535
2018-06-12 09:00 | 6 | 2 | 1 | 9 | 3898 | 0.45819
2018-06-12 10:00 | 6 | 2 | 1 | 10 | 3899 | 0.51109
2018-06-12 11:00 | 6 | 2 | 1 | 11 | 3900 | 0.53866
2018-06-12 12:00 | 6 | 2 | 1 | 12 | 3901 | 0.49988
2018-06-12 13:00 | 6 | 2 | 1 | 13 | 3902 | 0.45906
2018-06-12 14:00 | 6 | 2 | 1 | 14 | 3903 | 0.39513
2018-06-12 15:00 | 6 | 2 | 1 | 15 | 3904 | 0.33269
2018-06-12 16:00 | 6 | 2 | 1 | 16 | 3905 | 0.2685
2018-06-12 17:00 | 6 | 2 | 1 | 17 | 3906 | 0.18145
2018-06-12 18:00 | 6 | 2 | 1 | 18 | 3907 | 0.088015
2018-06-12 19:00 | 6 | 2 | 1 | 19 | 3908 | 0.032092
2018-06-12 20:00 | 6 | 2 | 1 | 20 | 3909 | 0.0015919
2018-06-12 21:00 | 6 | 2 | 1 | 21 | 3910 | 0
2018-06-12 22:00 | 6 | 2 | 1 | 22 | 3911 | 0
2018-06-12 23:00 | 6 | 2 | 1 | 23 | 3912 | 0
2018-06-13 | 6 | 3 | 1 | 0 | 3913 | 0
2018-06-13 01:00 | 6 | 3 | 1 | 1 | 3914 | 0
2018-06-13 02:00 | 6 | 3 | 1 | 2 | 3915 | 0
2018-06-13 03:00 | 6 | 3 | 1 | 3 | 3916 | 0
2018-06-13 04:00 | 6 | 3 | 1 | 4 | 3917 | 0.0055573
2018-06-13 05:00 | 6 | 3 | 1 | 5 | 3918 | 0.045094
2018-06-13 06:00 | 6 | 3 | 1 | 6 | 3919 | 0.10935
2018-06-13 07:00 | 6 | 3 | 1 | 7 | 3920 | 0.22121
2018-06-13 08:00 | 6 | 3 | 1 | 8 | 3921 | 0.35423
2018-06-13 09:00 | 6 | 3 | 1 | 9 | 3922 | 0.45332
2018-06-13 10:00 | 6 | 3 | 1 | 10 | 3923 | 0.53453
2018-06-13 11:00 | 6 | 3 | 1 | 11 | 3924 | 0.55695
2018-06-13 12:00 | 6 | 3 | 1 | 12 | 3925 | 0.53758
2018-06-13 13:00 | 6 | 3 | 1 | 13 | 3926 | 0.47931
2018-06-13 14:00 | 6 | 3 | 1 | 14 | 3927 | 0.41877
2018-06-13 15:00 | 6 | 3 | 1 | 15 | 3928 | 0.34457
2018-06-13 16:00 | 6 | 3 | 1 | 16 | 3929 | 0.27653
2018-06-13 17:00 | 6 | 3 | 1 | 17 | 3930 | 0.17742
2018-06-13 18:00 | 6 | 3 | 1 | 18 | 3931 | 0.090887
2018-06-13 19:00 | 6 | 3 | 1 | 19 | 3932 | 0.031803
2018-06-13 20:00 | 6 | 3 | 1 | 20 | 3933 | 0.0019484
2018-06-13 21:00 | 6 | 3 | 1 | 21 | 3934 | 0
2018-06-13 22:00 | 6 | 3 | 1 | 22 | 3935 | 0
2018-06-13 23:00 | 6 | 3 | 1 | 23 | 3936 | 0
2018-06-14 | 6 | 4 | 1 | 0 | 3937 | 0
2018-06-14 01:00 | 6 | 4 | 1 | 1 | 3938 | 0
2018-06-14 02:00 | 6 | 4 | 1 | 2 | 3939 | 0
2018-06-14 03:00 | 6 | 4 | 1 | 3 | 3940 | 0
2018-06-14 04:00 | 6 | 4 | 1 | 4 | 3941 | 0.0033219
2018-06-14 05:00 | 6 | 4 | 1 | 5 | 3942 | 0.041351
2018-06-14 06:00 | 6 | 4 | 1 | 6 | 3943 | 0.10316
2018-06-14 07:00 | 6 | 4 | 1 | 7 | 3944 | 0.22487
2018-06-14 08:00 | 6 | 4 | 1 | 8 | 3945 | 0.37487
2018-06-14 09:00 | 6 | 4 | 1 | 9 | 3946 | 0.48138
2018-06-14 10:00 | 6 | 4 | 1 | 10 | 3947 | 0.54275
2018-06-14 11:00 | 6 | 4 | 1 | 11 | 3948 | 0.56515
2018-06-14 12:00 | 6 | 4 | 1 | 12 | 3949 | 0.53983
2018-06-14 13:00 | 6 | 4 | 1 | 13 | 3950 | 0.51866
2018-06-14 14:00 | 6 | 4 | 1 | 14 | 3951 | 0.44752
2018-06-14 15:00 | 6 | 4 | 1 | 15 | 3952 | 0.37713
2018-06-14 16:00 | 6 | 4 | 1 | 16 | 3953 | 0.30249
2018-06-14 17:00 | 6 | 4 | 1 | 17 | 3954 | 0.18422
2018-06-14 18:00 | 6 | 4 | 1 | 18 | 3955 | 0.089537
2018-06-14 19:00 | 6 | 4 | 1 | 19 | 3956 | 0.030529
2018-06-14 20:00 | 6 | 4 | 1 | 20 | 3957 | 0.0012354
2018-06-14 21:00 | 6 | 4 | 1 | 21 | 3958 | 0
2018-06-14 22:00 | 6 | 4 | 1 | 22 | 3959 | 0
2018-06-14 23:00 | 6 | 4 | 1 | 23 | 3960 | 0
2018-06-15 | 6 | 5 | 1 | 0 | 3961 | 0
2018-06-15 01:00 | 6 | 5 | 1 | 1 | 3962 | 0
2018-06-15 02:00 | 6 | 5 | 1 | 2 | 3963 | 0
2018-06-15 03:00 | 6 | 5 | 1 | 3 | 3964 | 0
2018-06-15 04:00 | 6 | 5 | 1 | 4 | 3965 | 0.0043867
2018-06-15 05:00 | 6 | 5 | 1 | 5 | 3966 | 0.047304
2018-06-15 06:00 | 6 | 5 | 1 | 6 | 3967 | 0.11508
2018-06-15 07:00 | 6 | 5 | 1 | 7 | 3968 | 0.25327
2018-06-15 08:00 | 6 | 5 | 1 | 8 | 3969 | 0.39822
2018-06-15 09:00 | 6 | 5 | 1 | 9 | 3970 | 0.49893
2018-06-15 10:00 | 6 | 5 | 1 | 10 | 3971 | 0.57117
2018-06-15 11:00 | 6 | 5 | 1 | 11 | 3972 | 0.60156
2018-06-15 12:00 | 6 | 5 | 1 | 12 | 3973 | 0.61621
2018-06-15 13:00 | 6 | 5 | 1 | 13 | 3974 | 0.58804
2018-06-15 14:00 | 6 | 5 | 1 | 14 | 3975 | 0.53701
2018-06-15 15:00 | 6 | 5 | 1 | 15 | 3976 | 0.43544
2018-06-15 16:00 | 6 | 5 | 1 | 16 | 3977 | 0.35418
2018-06-15 17:00 | 6 | 5 | 1 | 17 | 3978 | 0.21916
2018-06-15 18:00 | 6 | 5 | 1 | 18 | 3979 | 0.10324
2018-06-15 19:00 | 6 | 5 | 1 | 19 | 3980 | 0.036192
2018-06-15 20:00 | 6 | 5 | 1 | 20 | 3981 | 0.0019484
2018-06-15 21:00 | 6 | 5 | 1 | 21 | 3982 | 0
2018-06-15 22:00 | 6 | 5 | 1 | 22 | 3983 | 0
2018-06-15 23:00 | 6 | 5 | 1 | 23 | 3984 | 0
2018-06-16 | 6 | 6 | 2 | 0 | 3985 | 0
2018-06-16 01:00 | 6 | 6 | 2 | 1 | 3986 | 0
2018-06-16 02:00 | 6 | 6 | 2 | 2 | 3987 | 0
2018-06-16 03:00 | 6 | 6 | 2 | 3 | 3988 | 0
2018-06-16 04:00 | 6 | 6 | 2 | 4 | 3989 | 0.0073639
2018-06-16 05:00 | 6 | 6 | 2 | 5 | 3990 | 0.055297
2018-06-16 06:00 | 6 | 6 | 2 | 6 | 3991 | 0.13037
2018-06-16 07:00 | 6 | 6 | 2 | 7 | 3992 | 0.28092
2018-06-16 08:00 | 6 | 6 | 2 | 8 | 3993 | 0.43685
2018-06-16 09:00 | 6 | 6 | 2 | 9 | 3994 | 0.54986
2018-06-16 10:00 | 6 | 6 | 2 | 10 | 3995 | 0.6487
2018-06-16 11:00 | 6 | 6 | 2 | 11 | 3996 | 0.68377
2018-06-16 12:00 | 6 | 6 | 2 | 12 | 3997 | 0.65912
2018-06-16 13:00 | 6 | 6 | 2 | 13 | 3998 | 0.62839
2018-06-16 14:00 | 6 | 6 | 2 | 14 | 3999 | 0.52576
2018-06-16 15:00 | 6 | 6 | 2 | 15 | 4000 | 0.4099
2018-06-16 16:00 | 6 | 6 | 2 | 16 | 4001 | 0.30632
2018-06-16 17:00 | 6 | 6 | 2 | 17 | 4002 | 0.18692
2018-06-16 18:00 | 6 | 6 | 2 | 18 | 4003 | 0.087524
2018-06-16 19:00 | 6 | 6 | 2 | 19 | 4004 | 0.031849
2018-06-16 20:00 | 6 | 6 | 2 | 20 | 4005 | 0.0012354
2018-06-16 21:00 | 6 | 6 | 2 | 21 | 4006 | 0
2018-06-16 22:00 | 6 | 6 | 2 | 22 | 4007 | 0
2018-06-16 23:00 | 6 | 6 | 2 | 23 | 4008 | 0
2018-06-17 | 6 | 7 | 2 | 0 | 4009 | 0
2018-06-17 01:00 | 6 | 7 | 2 | 1 | 4010 | 0
2018-06-17 02:00 | 6 | 7 | 2 | 2 | 4011 | 0
2018-06-17 03:00 | 6 | 7 | 2 | 3 | 4012 | 0
2018-06-17 04:00 | 6 | 7 | 2 | 4 | 4013 | 0.0059476
2018-06-17 05:00 | 6 | 7 | 2 | 5 | 4014 | 0.051626
2018-06-17 06:00 | 6 | 7 | 2 | 6 | 4015 | 0.12465
2018-06-17 07:00 | 6 | 7 | 2 | 7 | 4016 | 0.26784
2018-06-17 08:00 | 6 | 7 | 2 | 8 | 4017 | 0.41779
2018-06-17 09:00 | 6 | 7 | 2 | 9 | 4018 | 0.53139
2018-06-17 10:00 | 6 | 7 | 2 | 10 | 4019 | 0.62416
2018-06-17 11:00 | 6 | 7 | 2 | 11 | 4020 | 0.65461
2018-06-17 12:00 | 6 | 7 | 2 | 12 | 4021 | 0.63709
2018-06-17 13:00 | 6 | 7 | 2 | 13 | 4022 | 0.58694
2018-06-17 14:00 | 6 | 7 | 2 | 14 | 4023 | 0.51506
2018-06-17 15:00 | 6 | 7 | 2 | 15 | 4024 | 0.44116
2018-06-17 16:00 | 6 | 7 | 2 | 16 | 4025 | 0.32142
2018-06-17 17:00 | 6 | 7 | 2 | 17 | 4026 | 0.19733
2018-06-17 18:00 | 6 | 7 | 2 | 18 | 4027 | 0.091333
2018-06-17 19:00 | 6 | 7 | 2 | 19 | 4028 | 0.036043
2018-06-17 20:00 | 6 | 7 | 2 | 20 | 4029 | 0.0015919
2018-06-17 21:00 | 6 | 7 | 2 | 21 | 4030 | 0
2018-06-17 22:00 | 6 | 7 | 2 | 22 | 4031 | 0
2018-06-17 23:00 | 6 | 7 | 2 | 23 | 4032 | 0
2018-06-18 | 6 | 1 | 1 | 0 | 4033 | 0
2018-06-18 01:00 | 6 | 1 | 1 | 1 | 4034 | 0
2018-06-18 02:00 | 6 | 1 | 1 | 2 | 4035 | 0
2018-06-18 03:00 | 6 | 1 | 1 | 3 | 4036 | 0
2018-06-18 04:00 | 6 | 1 | 1 | 4 | 4037 | 0.0057365
2018-06-18 05:00 | 6 | 1 | 1 | 5 | 4038 | 0.048805
2018-06-18 06:00 | 6 | 1 | 1 | 6 | 4039 | 0.11909
2018-06-18 07:00 | 6 | 1 | 1 | 7 | 4040 | 0.25038
2018-06-18 08:00 | 6 | 1 | 1 | 8 | 4041 | 0.38686
2018-06-18 09:00 | 6 | 1 | 1 | 9 | 4042 | 0.48142
2018-06-18 10:00 | 6 | 1 | 1 | 10 | 4043 | 0.55368
2018-06-18 11:00 | 6 | 1 | 1 | 11 | 4044 | 0.61059
2018-06-18 12:00 | 6 | 1 | 1 | 12 | 4045 | 0.60669
2018-06-18 13:00 | 6 | 1 | 1 | 13 | 4046 | 0.58597
2018-06-18 14:00 | 6 | 1 | 1 | 14 | 4047 | 0.50781
2018-06-18 15:00 | 6 | 1 | 1 | 15 | 4048 | 0.4268
2018-06-18 16:00 | 6 | 1 | 1 | 16 | 4049 | 0.30442
2018-06-18 17:00 | 6 | 1 | 1 | 17 | 4050 | 0.19801
2018-06-18 18:00 | 6 | 1 | 1 | 18 | 4051 | 0.094268
2018-06-18 19:00 | 6 | 1 | 1 | 19 | 4052 | 0.033912
2018-06-18 20:00 | 6 | 1 | 1 | 20 | 4053 | 0.0012354
2018-06-18 21:00 | 6 | 1 | 1 | 21 | 4054 | 0
2018-06-18 22:00 | 6 | 1 | 1 | 22 | 4055 | 0
2018-06-18 23:00 | 6 | 1 | 1 | 23 | 4056 | 0
2018-06-19 | 6 | 2 | 1 | 0 | 4057 | 0
2018-06-19 01:00 | 6 | 2 | 1 | 1 | 4058 | 0
2018-06-19 02:00 | 6 | 2 | 1 | 2 | 4059 | 0
2018-06-19 03:00 | 6 | 2 | 1 | 3 | 4060 | 0
2018-06-19 04:00 | 6 | 2 | 1 | 4 | 4061 | 0.0059224
2018-06-19 05:00 | 6 | 2 | 1 | 5 | 4062 | 0.048187
2018-06-19 06:00 | 6 | 2 | 1 | 6 | 4063 | 0.11737
2018-06-19 07:00 | 6 | 2 | 1 | 7 | 4064 | 0.23955
2018-06-19 08:00 | 6 | 2 | 1 | 8 | 4065 | 0.38264
2018-06-19 09:00 | 6 | 2 | 1 | 9 | 4066 | 0.48727
2018-06-19 10:00 | 6 | 2 | 1 | 10 | 4067 | 0.56976
2018-06-19 11:00 | 6 | 2 | 1 | 11 | 4068 | 0.59577
2018-06-19 12:00 | 6 | 2 | 1 | 12 | 4069 | 0.58713
2018-06-19 13:00 | 6 | 2 | 1 | 13 | 4070 | 0.55746
2018-06-19 14:00 | 6 | 2 | 1 | 14 | 4071 | 0.48007
2018-06-19 15:00 | 6 | 2 | 1 | 15 | 4072 | 0.38285
2018-06-19 16:00 | 6 | 2 | 1 | 16 | 4073 | 0.303
2018-06-19 17:00 | 6 | 2 | 1 | 17 | 4074 | 0.19689
2018-06-19 18:00 | 6 | 2 | 1 | 18 | 4075 | 0.10471
2018-06-19 19:00 | 6 | 2 | 1 | 19 | 4076 | 0.037525
2018-06-19 20:00 | 6 | 2 | 1 | 20 | 4077 | 0.0023048
2018-06-19 21:00 | 6 | 2 | 1 | 21 | 4078 | 0
2018-06-19 22:00 | 6 | 2 | 1 | 22 | 4079 | 0
2018-06-19 23:00 | 6 | 2 | 1 | 23 | 4080 | 0
2018-06-20 | 6 | 3 | 1 | 0 | 4081 | 0
2018-06-20 01:00 | 6 | 3 | 1 | 1 | 4082 | 0
2018-06-20 02:00 | 6 | 3 | 1 | 2 | 4083 | 0
2018-06-20 03:00 | 6 | 3 | 1 | 3 | 4084 | 0
2018-06-20 04:00 | 6 | 3 | 1 | 4 | 4085 | 0.0052858
2018-06-20 05:00 | 6 | 3 | 1 | 5 | 4086 | 0.049323
2018-06-20 06:00 | 6 | 3 | 1 | 6 | 4087 | 0.11454
2018-06-20 07:00 | 6 | 3 | 1 | 7 | 4088 | 0.2475
2018-06-20 08:00 | 6 | 3 | 1 | 8 | 4089 | 0.4077
2018-06-20 09:00 | 6 | 3 | 1 | 9 | 4090 | 0.53865
2018-06-20 10:00 | 6 | 3 | 1 | 10 | 4091 | 0.61134
2018-06-20 11:00 | 6 | 3 | 1 | 11 | 4092 | 0.65556
2018-06-20 12:00 | 6 | 3 | 1 | 12 | 4093 | 0.63119
2018-06-20 13:00 | 6 | 3 | 1 | 13 | 4094 | 0.6079
2018-06-20 14:00 | 6 | 3 | 1 | 14 | 4095 | 0.51658
2018-06-20 15:00 | 6 | 3 | 1 | 15 | 4096 | 0.44806
2018-06-20 16:00 | 6 | 3 | 1 | 16 | 4097 | 0.34729
2018-06-20 17:00 | 6 | 3 | 1 | 17 | 4098 | 0.22259
2018-06-20 18:00 | 6 | 3 | 1 | 18 | 4099 | 0.10324
2018-06-20 19:00 | 6 | 3 | 1 | 19 | 4100 | 0.037305
2018-06-20 20:00 | 6 | 3 | 1 | 20 | 4101 | 0.0024708
2018-06-20 21:00 | 6 | 3 | 1 | 21 | 4102 | 0
2018-06-20 22:00 | 6 | 3 | 1 | 22 | 4103 | 0
2018-06-20 23:00 | 6 | 3 | 1 | 23 | 4104 | 0
2018-06-21 | 6 | 4 | 1 | 0 | 4105 | 0
2018-06-21 01:00 | 6 | 4 | 1 | 1 | 4106 | 0
2018-06-21 02:00 | 6 | 4 | 1 | 2 | 4107 | 0
2018-06-21 03:00 | 6 | 4 | 1 | 3 | 4108 | 0
2018-06-21 04:00 | 6 | 4 | 1 | 4 | 4109 | 0.0061938
2018-06-21 05:00 | 6 | 4 | 1 | 5 | 4110 | 0.052475
2018-06-21 06:00 | 6 | 4 | 1 | 6 | 4111 | 0.12492
2018-06-21 07:00 | 6 | 4 | 1 | 7 | 4112 | 0.26726
2018-06-21 08:00 | 6 | 4 | 1 | 8 | 4113 | 0.40737
2018-06-21 09:00 | 6 | 4 | 1 | 9 | 4114 | 0.55304
2018-06-21 10:00 | 6 | 4 | 1 | 10 | 4115 | 0.63005
2018-06-21 11:00 | 6 | 4 | 1 | 11 | 4116 | 0.67803
2018-06-21 12:00 | 6 | 4 | 1 | 12 | 4117 | 0.64673
2018-06-21 13:00 | 6 | 4 | 1 | 13 | 4118 | 0.60045
2018-06-21 14:00 | 6 | 4 | 1 | 14 | 4119 | 0.5492
2018-06-21 15:00 | 6 | 4 | 1 | 15 | 4120 | 0.43448
2018-06-21 16:00 | 6 | 4 | 1 | 16 | 4121 | 0.34565
2018-06-21 17:00 | 6 | 4 | 1 | 17 | 4122 | 0.21515
2018-06-21 18:00 | 6 | 4 | 1 | 18 | 4123 | 0.10382
2018-06-21 19:00 | 6 | 4 | 1 | 19 | 4124 | 0.038708
2018-06-21 20:00 | 6 | 4 | 1 | 20 | 4125 | 0.0015919
2018-06-21 21:00 | 6 | 4 | 1 | 21 | 4126 | 0
2018-06-21 22:00 | 6 | 4 | 1 | 22 | 4127 | 0
2018-06-21 23:00 | 6 | 4 | 1 | 23 | 4128 | 0
2018-06-22 | 6 | 5 | 1 | 0 | 4129 | 0
2018-06-22 01:00 | 6 | 5 | 1 | 1 | 4130 | 0
2018-06-22 02:00 | 6 | 5 | 1 | 2 | 4131 | 0
2018-06-22 03:00 | 6 | 5 | 1 | 3 | 4132 | 0
2018-06-22 04:00 | 6 | 5 | 1 | 4 | 4133 | 0.0048959
2018-06-22 05:00 | 6 | 5 | 1 | 5 | 4134 | 0.046045
2018-06-22 06:00 | 6 | 5 | 1 | 6 | 4135 | 0.11341
2018-06-22 07:00 | 6 | 5 | 1 | 7 | 4136 | 0.23261
2018-06-22 08:00 | 6 | 5 | 1 | 8 | 4137 | 0.37708
2018-06-22 09:00 | 6 | 5 | 1 | 9 | 4138 | 0.47969
2018-06-22 10:00 | 6 | 5 | 1 | 10 | 4139 | 0.55847
2018-06-22 11:00 | 6 | 5 | 1 | 11 | 4140 | 0.6046
2018-06-22 12:00 | 6 | 5 | 1 | 12 | 4141 | 0.62802
2018-06-22 13:00 | 6 | 5 | 1 | 13 | 4142 | 0.58024
2018-06-22 14:00 | 6 | 5 | 1 | 14 | 4143 | 0.55395
2018-06-22 15:00 | 6 | 5 | 1 | 15 | 4144 | 0.4656
2018-06-22 16:00 | 6 | 5 | 1 | 16 | 4145 | 0.35441
2018-06-22 17:00 | 6 | 5 | 1 | 17 | 4146 | 0.21815
2018-06-22 18:00 | 6 | 5 | 1 | 18 | 4147 | 0.10783
2018-06-22 19:00 | 6 | 5 | 1 | 19 | 4148 | 0.037089
2018-06-22 20:00 | 6 | 5 | 1 | 20 | 4149 | 0.0021143
2018-06-22 21:00 | 6 | 5 | 1 | 21 | 4150 | 0
2018-06-22 22:00 | 6 | 5 | 1 | 22 | 4151 | 0
2018-06-22 23:00 | 6 | 5 | 1 | 23 | 4152 | 0
2018-06-23 | 6 | 6 | 2 | 0 | 4153 | 0
2018-06-23 01:00 | 6 | 6 | 2 | 1 | 4154 | 0
2018-06-23 02:00 | 6 | 6 | 2 | 2 | 4155 | 0
2018-06-23 03:00 | 6 | 6 | 2 | 3 | 4156 | 0
2018-06-23 04:00 | 6 | 6 | 2 | 4 | 4157 | 0.0047907
2018-06-23 05:00 | 6 | 6 | 2 | 5 | 4158 | 0.047725
2018-06-23 06:00 | 6 | 6 | 2 | 6 | 4159 | 0.11808
2018-06-23 07:00 | 6 | 6 | 2 | 7 | 4160 | 0.2569
2018-06-23 08:00 | 6 | 6 | 2 | 8 | 4161 | 0.4051
2018-06-23 09:00 | 6 | 6 | 2 | 9 | 4162 | 0.50566
2018-06-23 10:00 | 6 | 6 | 2 | 10 | 4163 | 0.58117
2018-06-23 11:00 | 6 | 6 | 2 | 11 | 4164 | 0.62479
2018-06-23 12:00 | 6 | 6 | 2 | 12 | 4165 | 0.60566
2018-06-23 13:00 | 6 | 6 | 2 | 13 | 4166 | 0.53859
2018-06-23 14:00 | 6 | 6 | 2 | 14 | 4167 | 0.48507
2018-06-23 15:00 | 6 | 6 | 2 | 15 | 4168 | 0.42615
2018-06-23 16:00 | 6 | 6 | 2 | 16 | 4169 | 0.32081
2018-06-23 17:00 | 6 | 6 | 2 | 17 | 4170 | 0.19925
2018-06-23 18:00 | 6 | 6 | 2 | 18 | 4171 | 0.096983
2018-06-23 19:00 | 6 | 6 | 2 | 19 | 4172 | 0.03247
2018-06-23 20:00 | 6 | 6 | 2 | 20 | 4173 | 0.0019484
2018-06-23 21:00 | 6 | 6 | 2 | 21 | 4174 | 0
2018-06-23 22:00 | 6 | 6 | 2 | 22 | 4175 | 0
2018-06-23 23:00 | 6 | 6 | 2 | 23 | 4176 | 0
2018-06-24 | 6 | 7 | 2 | 0 | 4177 | 0
2018-06-24 01:00 | 6 | 7 | 2 | 1 | 4178 | 0
2018-06-24 02:00 | 6 | 7 | 2 | 2 | 4179 | 0
2018-06-24 03:00 | 6 | 7 | 2 | 3 | 4180 | 0
2018-06-24 04:00 | 6 | 7 | 2 | 4 | 4181 | 0.0042412
2018-06-24 05:00 | 6 | 7 | 2 | 5 | 4182 | 0.042405
2018-06-24 06:00 | 6 | 7 | 2 | 6 | 4183 | 0.10149
2018-06-24 07:00 | 6 | 7 | 2 | 7 | 4184 | 0.21553
2018-06-24 08:00 | 6 | 7 | 2 | 8 | 4185 | 0.33472
2018-06-24 09:00 | 6 | 7 | 2 | 9 | 4186 | 0.44927
2018-06-24 10:00 | 6 | 7 | 2 | 10 | 4187 | 0.52095
2018-06-24 11:00 | 6 | 7 | 2 | 11 | 4188 | 0.56662
2018-06-24 12:00 | 6 | 7 | 2 | 12 | 4189 | 0.56386
2018-06-24 13:00 | 6 | 7 | 2 | 13 | 4190 | 0.52979
2018-06-24 14:00 | 6 | 7 | 2 | 14 | 4191 | 0.47082
2018-06-24 15:00 | 6 | 7 | 2 | 15 | 4192 | 0.37883
2018-06-24 16:00 | 6 | 7 | 2 | 16 | 4193 | 0.2938
2018-06-24 17:00 | 6 | 7 | 2 | 17 | 4194 | 0.18884
2018-06-24 18:00 | 6 | 7 | 2 | 18 | 4195 | 0.091294
2018-06-24 19:00 | 6 | 7 | 2 | 19 | 4196 | 0.033646
2018-06-24 20:00 | 6 | 7 | 2 | 20 | 4197 | 0.0019484
2018-06-24 21:00 | 6 | 7 | 2 | 21 | 4198 | 0
2018-06-24 22:00 | 6 | 7 | 2 | 22 | 4199 | 0
2018-06-24 23:00 | 6 | 7 | 2 | 23 | 4200 | 0
2018-06-25 | 6 | 1 | 1 | 0 | 4201 | 0
2018-06-25 01:00 | 6 | 1 | 1 | 1 | 4202 | 0
2018-06-25 02:00 | 6 | 1 | 1 | 2 | 4203 | 0
2018-06-25 03:00 | 6 | 1 | 1 | 3 | 4204 | 0
2018-06-25 04:00 | 6 | 1 | 1 | 4 | 4205 | 0.0045375
2018-06-25 05:00 | 6 | 1 | 1 | 5 | 4206 | 0.049013
2018-06-25 06:00 | 6 | 1 | 1 | 6 | 4207 | 0.11826
2018-06-25 07:00 | 6 | 1 | 1 | 7 | 4208 | 0.26219
2018-06-25 08:00 | 6 | 1 | 1 | 8 | 4209 | 0.42344
2018-06-25 09:00 | 6 | 1 | 1 | 9 | 4210 | 0.53801
2018-06-25 10:00 | 6 | 1 | 1 | 10 | 4211 | 0.63415
2018-06-25 11:00 | 6 | 1 | 1 | 11 | 4212 | 0.68256
2018-06-25 12:00 | 6 | 1 | 1 | 12 | 4213 | 0.68616
2018-06-25 13:00 | 6 | 1 | 1 | 13 | 4214 | 0.68221
2018-06-25 14:00 | 6 | 1 | 1 | 14 | 4215 | 0.6093
2018-06-25 15:00 | 6 | 1 | 1 | 15 | 4216 | 0.48809
2018-06-25 16:00 | 6 | 1 | 1 | 16 | 4217 | 0.38484
2018-06-25 17:00 | 6 | 1 | 1 | 17 | 4218 | 0.24565
2018-06-25 18:00 | 6 | 1 | 1 | 18 | 4219 | 0.11212
2018-06-25 19:00 | 6 | 1 | 1 | 19 | 4220 | 0.040605
2018-06-25 20:00 | 6 | 1 | 1 | 20 | 4221 | 0.0031838
2018-06-25 21:00 | 6 | 1 | 1 | 21 | 4222 | 0
2018-06-25 22:00 | 6 | 1 | 1 | 22 | 4223 | 0
2018-06-25 23:00 | 6 | 1 | 1 | 23 | 4224 | 0
2018-06-26 | 6 | 2 | 1 | 0 | 4225 | 0
2018-06-26 01:00 | 6 | 2 | 1 | 1 | 4226 | 0
2018-06-26 02:00 | 6 | 2 | 1 | 2 | 4227 | 0
2018-06-26 03:00 | 6 | 2 | 1 | 3 | 4228 | 0
2018-06-26 04:00 | 6 | 2 | 1 | 4 | 4229 | 0.0040353
2018-06-26 05:00 | 6 | 2 | 1 | 5 | 4230 | 0.047091
2018-06-26 06:00 | 6 | 2 | 1 | 6 | 4231 | 0.11392
2018-06-26 07:00 | 6 | 2 | 1 | 7 | 4232 | 0.25192
2018-06-26 08:00 | 6 | 2 | 1 | 8 | 4233 | 0.413
2018-06-26 09:00 | 6 | 2 | 1 | 9 | 4234 | 0.50139
2018-06-26 10:00 | 6 | 2 | 1 | 10 | 4235 | 0.52986
2018-06-26 11:00 | 6 | 2 | 1 | 11 | 4236 | 0.5687
2018-06-26 12:00 | 6 | 2 | 1 | 12 | 4237 | 0.56641
2018-06-26 13:00 | 6 | 2 | 1 | 13 | 4238 | 0.55393
2018-06-26 14:00 | 6 | 2 | 1 | 14 | 4239 | 0.50946
2018-06-26 15:00 | 6 | 2 | 1 | 15 | 4240 | 0.42863
2018-06-26 16:00 | 6 | 2 | 1 | 16 | 4241 | 0.32259
2018-06-26 17:00 | 6 | 2 | 1 | 17 | 4242 | 0.20643
2018-06-26 18:00 | 6 | 2 | 1 | 18 | 4243 | 0.098239
2018-06-26 19:00 | 6 | 2 | 1 | 19 | 4244 | 0.037166
2018-06-26 20:00 | 6 | 2 | 1 | 20 | 4245 | 0.0021143
2018-06-26 21:00 | 6 | 2 | 1 | 21 | 4246 | 0
2018-06-26 22:00 | 6 | 2 | 1 | 22 | 4247 | 0
2018-06-26 23:00 | 6 | 2 | 1 | 23 | 4248 | 0
2018-06-27 | 6 | 3 | 1 | 0 | 4249 | 0
2018-06-27 01:00 | 6 | 3 | 1 | 1 | 4250 | 0
2018-06-27 02:00 | 6 | 3 | 1 | 2 | 4251 | 0
2018-06-27 03:00 | 6 | 3 | 1 | 3 | 4252 | 0
2018-06-27 04:00 | 6 | 3 | 1 | 4 | 4253 | 0.0048942
2018-06-27 05:00 | 6 | 3 | 1 | 5 | 4254 | 0.046711
2018-06-27 06:00 | 6 | 3 | 1 | 6 | 4255 | 0.11192
2018-06-27 07:00 | 6 | 3 | 1 | 7 | 4256 | 0.24722
2018-06-27 08:00 | 6 | 3 | 1 | 8 | 4257 | 0.39116
2018-06-27 09:00 | 6 | 3 | 1 | 9 | 4258 | 0.51419
2018-06-27 10:00 | 6 | 3 | 1 | 10 | 4259 | 0.5982
2018-06-27 11:00 | 6 | 3 | 1 | 11 | 4260 | 0.64348
2018-06-27 12:00 | 6 | 3 | 1 | 12 | 4261 | 0.64968
2018-06-27 13:00 | 6 | 3 | 1 | 13 | 4262 | 0.62667
2018-06-27 14:00 | 6 | 3 | 1 | 14 | 4263 | 0.53794
2018-06-27 15:00 | 6 | 3 | 1 | 15 | 4264 | 0.43798
2018-06-27 16:00 | 6 | 3 | 1 | 16 | 4265 | 0.35318
2018-06-27 17:00 | 6 | 3 | 1 | 17 | 4266 | 0.22513
2018-06-27 18:00 | 6 | 3 | 1 | 18 | 4267 | 0.10676
2018-06-27 19:00 | 6 | 3 | 1 | 19 | 4268 | 0.038045
2018-06-27 20:00 | 6 | 3 | 1 | 20 | 4269 | 0.0021143
2018-06-27 21:00 | 6 | 3 | 1 | 21 | 4270 | 0
2018-06-27 22:00 | 6 | 3 | 1 | 22 | 4271 | 0
2018-06-27 23:00 | 6 | 3 | 1 | 23 | 4272 | 0
2018-06-28 | 6 | 4 | 1 | 0 | 4273 | 0
2018-06-28 01:00 | 6 | 4 | 1 | 1 | 4274 | 0
2018-06-28 02:00 | 6 | 4 | 1 | 2 | 4275 | 0
2018-06-28 03:00 | 6 | 4 | 1 | 3 | 4276 | 0
2018-06-28 04:00 | 6 | 4 | 1 | 4 | 4277 | 0.004387
2018-06-28 05:00 | 6 | 4 | 1 | 5 | 4278 | 0.048565
2018-06-28 06:00 | 6 | 4 | 1 | 6 | 4279 | 0.11514
2018-06-28 07:00 | 6 | 4 | 1 | 7 | 4280 | 0.25275
2018-06-28 08:00 | 6 | 4 | 1 | 8 | 4281 | 0.41666
2018-06-28 09:00 | 6 | 4 | 1 | 9 | 4282 | 0.54236
2018-06-28 10:00 | 6 | 4 | 1 | 10 | 4283 | 0.64096
2018-06-28 11:00 | 6 | 4 | 1 | 11 | 4284 | 0.71775
2018-06-28 12:00 | 6 | 4 | 1 | 12 | 4285 | 0.7035
2018-06-28 13:00 | 6 | 4 | 1 | 13 | 4286 | 0.67097
2018-06-28 14:00 | 6 | 4 | 1 | 14 | 4287 | 0.58983
2018-06-28 15:00 | 6 | 4 | 1 | 15 | 4288 | 0.46342
2018-06-28 16:00 | 6 | 4 | 1 | 16 | 4289 | 0.36247
2018-06-28 17:00 | 6 | 4 | 1 | 17 | 4290 | 0.22063
2018-06-28 18:00 | 6 | 4 | 1 | 18 | 4291 | 0.10557
2018-06-28 19:00 | 6 | 4 | 1 | 19 | 4292 | 0.038399
2018-06-28 20:00 | 6 | 4 | 1 | 20 | 4293 | 0.0021143
2018-06-28 21:00 | 6 | 4 | 1 | 21 | 4294 | 0
2018-06-28 22:00 | 6 | 4 | 1 | 22 | 4295 | 0
2018-06-28 23:00 | 6 | 4 | 1 | 23 | 4296 | 0
2018-06-29 | 6 | 5 | 1 | 0 | 4297 | 0
2018-06-29 01:00 | 6 | 5 | 1 | 1 | 4298 | 0
2018-06-29 02:00 | 6 | 5 | 1 | 2 | 4299 | 0
2018-06-29 03:00 | 6 | 5 | 1 | 3 | 4300 | 0
2018-06-29 04:00 | 6 | 5 | 1 | 4 | 4301 | 0.005961
2018-06-29 05:00 | 6 | 5 | 1 | 5 | 4302 | 0.050673
2018-06-29 06:00 | 6 | 5 | 1 | 6 | 4303 | 0.11783
2018-06-29 07:00 | 6 | 5 | 1 | 7 | 4304 | 0.25135
2018-06-29 08:00 | 6 | 5 | 1 | 8 | 4305 | 0.40869
2018-06-29 09:00 | 6 | 5 | 1 | 9 | 4306 | 0.53613
2018-06-29 10:00 | 6 | 5 | 1 | 10 | 4307 | 0.62404
2018-06-29 11:00 | 6 | 5 | 1 | 11 | 4308 | 0.66114
2018-06-29 12:00 | 6 | 5 | 1 | 12 | 4309 | 0.6953
2018-06-29 13:00 | 6 | 5 | 1 | 13 | 4310 | 0.67637
2018-06-29 14:00 | 6 | 5 | 1 | 14 | 4311 | 0.60231
2018-06-29 15:00 | 6 | 5 | 1 | 15 | 4312 | 0.49215
2018-06-29 16:00 | 6 | 5 | 1 | 16 | 4313 | 0.36833
2018-06-29 17:00 | 6 | 5 | 1 | 17 | 4314 | 0.23502
2018-06-29 18:00 | 6 | 5 | 1 | 18 | 4315 | 0.10794
2018-06-29 19:00 | 6 | 5 | 1 | 19 | 4316 | 0.040414
2018-06-29 20:00 | 6 | 5 | 1 | 20 | 4317 | 0.0028273
2018-06-29 21:00 | 6 | 5 | 1 | 21 | 4318 | 0
2018-06-29 22:00 | 6 | 5 | 1 | 22 | 4319 | 0
2018-06-29 23:00 | 6 | 5 | 1 | 23 | 4320 | 0
2018-06-30 | 6 | 6 | 2 | 0 | 4321 | 0
2018-06-30 01:00 | 6 | 6 | 2 | 1 | 4322 | 0
2018-06-30 02:00 | 6 | 6 | 2 | 2 | 4323 | 0
2018-06-30 03:00 | 6 | 6 | 2 | 3 | 4324 | 0
2018-06-30 04:00 | 6 | 6 | 2 | 4 | 4325 | 0.0033087
2018-06-30 05:00 | 6 | 6 | 2 | 5 | 4326 | 0.041262
2018-06-30 06:00 | 6 | 6 | 2 | 6 | 4327 | 0.10506
2018-06-30 07:00 | 6 | 6 | 2 | 7 | 4328 | 0.22958
2018-06-30 08:00 | 6 | 6 | 2 | 8 | 4329 | 0.34883
2018-06-30 09:00 | 6 | 6 | 2 | 9 | 4330 | 0.47916
2018-06-30 10:00 | 6 | 6 | 2 | 10 | 4331 | 0.57928
2018-06-30 11:00 | 6 | 6 | 2 | 11 | 4332 | 0.63914
2018-06-30 12:00 | 6 | 6 | 2 | 12 | 4333 | 0.65521
2018-06-30 13:00 | 6 | 6 | 2 | 13 | 4334 | 0.59213
2018-06-30 14:00 | 6 | 6 | 2 | 14 | 4335 | 0.5391
2018-06-30 15:00 | 6 | 6 | 2 | 15 | 4336 | 0.45511
2018-06-30 16:00 | 6 | 6 | 2 | 16 | 4337 | 0.35577
2018-06-30 17:00 | 6 | 6 | 2 | 17 | 4338 | 0.2243
2018-06-30 18:00 | 6 | 6 | 2 | 18 | 4339 | 0.10172
2018-06-30 19:00 | 6 | 6 | 2 | 19 | 4340 | 0.034304
2018-06-30 20:00 | 6 | 6 | 2 | 20 | 4341 | 0.0019484
2018-06-30 21:00 | 6 | 6 | 2 | 21 | 4342 | 0
2018-06-30 22:00 | 6 | 6 | 2 | 22 | 4343 | 0
2018-06-30 23:00 | 6 | 6 | 2 | 23 | 4344 | 0
2018-07-01 | 7 | 7 | 2 | 0 | 4345 | 0
2018-07-01 01:00 | 7 | 7 | 2 | 1 | 4346 | 0
2018-07-01 02:00 | 7 | 7 | 2 | 2 | 4347 | 0
2018-07-01 03:00 | 7 | 7 | 2 | 3 | 4348 | 0
2018-07-01 04:00 | 7 | 7 | 2 | 4 | 4349 | 0.0038732
2018-07-01 05:00 | 7 | 7 | 2 | 5 | 4350 | 0.046824
2018-07-01 06:00 | 7 | 7 | 2 | 6 | 4351 | 0.11328
2018-07-01 07:00 | 7 | 7 | 2 | 7 | 4352 | 0.24304
2018-07-01 08:00 | 7 | 7 | 2 | 8 | 4353 | 0.39984
2018-07-01 09:00 | 7 | 7 | 2 | 9 | 4354 | 0.51327
2018-07-01 10:00 | 7 | 7 | 2 | 10 | 4355 | 0.59282
2018-07-01 11:00 | 7 | 7 | 2 | 11 | 4356 | 0.65695
2018-07-01 12:00 | 7 | 7 | 2 | 12 | 4357 | 0.67868
2018-07-01 13:00 | 7 | 7 | 2 | 13 | 4358 | 0.66289
2018-07-01 14:00 | 7 | 7 | 2 | 14 | 4359 | 0.56872
2018-07-01 15:00 | 7 | 7 | 2 | 15 | 4360 | 0.4427
2018-07-01 16:00 | 7 | 7 | 2 | 16 | 4361 | 0.33386
2018-07-01 17:00 | 7 | 7 | 2 | 17 | 4362 | 0.20735
2018-07-01 18:00 | 7 | 7 | 2 | 18 | 4363 | 0.1001
2018-07-01 19:00 | 7 | 7 | 2 | 19 | 4364 | 0.033434
2018-07-01 20:00 | 7 | 7 | 2 | 20 | 4365 | 0.0023048
2018-07-01 21:00 | 7 | 7 | 2 | 21 | 4366 | 0
2018-07-01 22:00 | 7 | 7 | 2 | 22 | 4367 | 0
2018-07-01 23:00 | 7 | 7 | 2 | 23 | 4368 | 0
2018-07-02 | 7 | 1 | 1 | 0 | 4369 | 0
2018-07-02 01:00 | 7 | 1 | 1 | 1 | 4370 | 0
2018-07-02 02:00 | 7 | 1 | 1 | 2 | 4371 | 0
2018-07-02 03:00 | 7 | 1 | 1 | 3 | 4372 | 0
2018-07-02 04:00 | 7 | 1 | 1 | 4 | 4373 | 0.0055794
2018-07-02 05:00 | 7 | 1 | 1 | 5 | 4374 | 0.054275
2018-07-02 06:00 | 7 | 1 | 1 | 6 | 4375 | 0.12603
2018-07-02 07:00 | 7 | 1 | 1 | 7 | 4376 | 0.27554
2018-07-02 08:00 | 7 | 1 | 1 | 8 | 4377 | 0.43981
2018-07-02 09:00 | 7 | 1 | 1 | 9 | 4378 | 0.56538
2018-07-02 10:00 | 7 | 1 | 1 | 10 | 4379 | 0.63973
2018-07-02 11:00 | 7 | 1 | 1 | 11 | 4380 | 0.65815
2018-07-02 12:00 | 7 | 1 | 1 | 12 | 4381 | 0.67866
2018-07-02 13:00 | 7 | 1 | 1 | 13 | 4382 | 0.65912
2018-07-02 14:00 | 7 | 1 | 1 | 14 | 4383 | 0.58653
2018-07-02 15:00 | 7 | 1 | 1 | 15 | 4384 | 0.47852
2018-07-02 16:00 | 7 | 1 | 1 | 16 | 4385 | 0.35393
2018-07-02 17:00 | 7 | 1 | 1 | 17 | 4386 | 0.23536
2018-07-02 18:00 | 7 | 1 | 1 | 18 | 4387 | 0.10527
2018-07-02 19:00 | 7 | 1 | 1 | 19 | 4388 | 0.036767
2018-07-02 20:00 | 7 | 1 | 1 | 20 | 4389 | 0.0028273
2018-07-02 21:00 | 7 | 1 | 1 | 21 | 4390 | 0
2018-07-02 22:00 | 7 | 1 | 1 | 22 | 4391 | 0
2018-07-02 23:00 | 7 | 1 | 1 | 23 | 4392 | 0
2018-07-03 | 7 | 2 | 1 | 0 | 4393 | 0
2018-07-03 01:00 | 7 | 2 | 1 | 1 | 4394 | 0
2018-07-03 02:00 | 7 | 2 | 1 | 2 | 4395 | 0
2018-07-03 03:00 | 7 | 2 | 1 | 3 | 4396 | 0
2018-07-03 04:00 | 7 | 2 | 1 | 4 | 4397 | 0.0029723
2018-07-03 05:00 | 7 | 2 | 1 | 5 | 4398 | 0.037266
2018-07-03 06:00 | 7 | 2 | 1 | 6 | 4399 | 0.097661
2018-07-03 07:00 | 7 | 2 | 1 | 7 | 4400 | 0.20735
2018-07-03 08:00 | 7 | 2 | 1 | 8 | 4401 | 0.31938
2018-07-03 09:00 | 7 | 2 | 1 | 9 | 4402 | 0.44688
2018-07-03 10:00 | 7 | 2 | 1 | 10 | 4403 | 0.53338
2018-07-03 11:00 | 7 | 2 | 1 | 11 | 4404 | 0.57854
2018-07-03 12:00 | 7 | 2 | 1 | 12 | 4405 | 0.55116
2018-07-03 13:00 | 7 | 2 | 1 | 13 | 4406 | 0.51571
2018-07-03 14:00 | 7 | 2 | 1 | 14 | 4407 | 0.4364
2018-07-03 15:00 | 7 | 2 | 1 | 15 | 4408 | 0.37592
2018-07-03 16:00 | 7 | 2 | 1 | 16 | 4409 | 0.30864
2018-07-03 17:00 | 7 | 2 | 1 | 17 | 4410 | 0.19918
2018-07-03 18:00 | 7 | 2 | 1 | 18 | 4411 | 0.099484
2018-07-03 19:00 | 7 | 2 | 1 | 19 | 4412 | 0.035718
2018-07-03 20:00 | 7 | 2 | 1 | 20 | 4413 | 0.0019484
2018-07-03 21:00 | 7 | 2 | 1 | 21 | 4414 | 0
2018-07-03 22:00 | 7 | 2 | 1 | 22 | 4415 | 0
2018-07-03 23:00 | 7 | 2 | 1 | 23 | 4416 | 0
2018-07-04 | 7 | 3 | 1 | 0 | 4417 | 0
2018-07-04 01:00 | 7 | 3 | 1 | 1 | 4418 | 0
2018-07-04 02:00 | 7 | 3 | 1 | 2 | 4419 | 0
2018-07-04 03:00 | 7 | 3 | 1 | 3 | 4420 | 0
2018-07-04 04:00 | 7 | 3 | 1 | 4 | 4421 | 0.0047321
2018-07-04 05:00 | 7 | 3 | 1 | 5 | 4422 | 0.052054
2018-07-04 06:00 | 7 | 3 | 1 | 6 | 4423 | 0.12236
2018-07-04 07:00 | 7 | 3 | 1 | 7 | 4424 | 0.26763
2018-07-04 08:00 | 7 | 3 | 1 | 8 | 4425 | 0.4266
2018-07-04 09:00 | 7 | 3 | 1 | 9 | 4426 | 0.55351
2018-07-04 10:00 | 7 | 3 | 1 | 10 | 4427 | 0.6473
2018-07-04 11:00 | 7 | 3 | 1 | 11 | 4428 | 0.69037
2018-07-04 12:00 | 7 | 3 | 1 | 12 | 4429 | 0.6709
2018-07-04 13:00 | 7 | 3 | 1 | 13 | 4430 | 0.6128
2018-07-04 14:00 | 7 | 3 | 1 | 14 | 4431 | 0.54634
2018-07-04 15:00 | 7 | 3 | 1 | 15 | 4432 | 0.47875
2018-07-04 16:00 | 7 | 3 | 1 | 16 | 4433 | 0.37013
2018-07-04 17:00 | 7 | 3 | 1 | 17 | 4434 | 0.23769
2018-07-04 18:00 | 7 | 3 | 1 | 18 | 4435 | 0.1052
2018-07-04 19:00 | 7 | 3 | 1 | 19 | 4436 | 0.036885
2018-07-04 20:00 | 7 | 3 | 1 | 20 | 4437 | 0.0019484
2018-07-04 21:00 | 7 | 3 | 1 | 21 | 4438 | 0
2018-07-04 22:00 | 7 | 3 | 1 | 22 | 4439 | 0
2018-07-04 23:00 | 7 | 3 | 1 | 23 | 4440 | 0
2018-07-05 | 7 | 4 | 1 | 0 | 4441 | 0
2018-07-05 01:00 | 7 | 4 | 1 | 1 | 4442 | 0
2018-07-05 02:00 | 7 | 4 | 1 | 2 | 4443 | 0
2018-07-05 03:00 | 7 | 4 | 1 | 3 | 4444 | 0
2018-07-05 04:00 | 7 | 4 | 1 | 4 | 4445 | 0.0049046
2018-07-05 05:00 | 7 | 4 | 1 | 5 | 4446 | 0.050757
2018-07-05 06:00 | 7 | 4 | 1 | 6 | 4447 | 0.12187
2018-07-05 07:00 | 7 | 4 | 1 | 7 | 4448 | 0.26594
2018-07-05 08:00 | 7 | 4 | 1 | 8 | 4449 | 0.42598
2018-07-05 09:00 | 7 | 4 | 1 | 9 | 4450 | 0.54325
2018-07-05 10:00 | 7 | 4 | 1 | 10 | 4451 | 0.62746
2018-07-05 11:00 | 7 | 4 | 1 | 11 | 4452 | 0.66433
2018-07-05 12:00 | 7 | 4 | 1 | 12 | 4453 | 0.64214
2018-07-05 13:00 | 7 | 4 | 1 | 13 | 4454 | 0.60493
2018-07-05 14:00 | 7 | 4 | 1 | 14 | 4455 | 0.53416
2018-07-05 15:00 | 7 | 4 | 1 | 15 | 4456 | 0.43989
2018-07-05 16:00 | 7 | 4 | 1 | 16 | 4457 | 0.32362
2018-07-05 17:00 | 7 | 4 | 1 | 17 | 4458 | 0.20613
2018-07-05 18:00 | 7 | 4 | 1 | 18 | 4459 | 0.099186
2018-07-05 19:00 | 7 | 4 | 1 | 19 | 4460 | 0.032473
2018-07-05 20:00 | 7 | 4 | 1 | 20 | 4461 | 0.0019484
2018-07-05 21:00 | 7 | 4 | 1 | 21 | 4462 | 0
2018-07-05 22:00 | 7 | 4 | 1 | 22 | 4463 | 0
2018-07-05 23:00 | 7 | 4 | 1 | 23 | 4464 | 0
2018-07-06 | 7 | 5 | 1 | 0 | 4465 | 0
2018-07-06 01:00 | 7 | 5 | 1 | 1 | 4466 | 0
2018-07-06 02:00 | 7 | 5 | 1 | 2 | 4467 | 0
2018-07-06 03:00 | 7 | 5 | 1 | 3 | 4468 | 0
2018-07-06 04:00 | 7 | 5 | 1 | 4 | 4469 | 0.0027929
2018-07-06 05:00 | 7 | 5 | 1 | 5 | 4470 | 0.037334
2018-07-06 06:00 | 7 | 5 | 1 | 6 | 4471 | 0.096916
2018-07-06 07:00 | 7 | 5 | 1 | 7 | 4472 | 0.22122
2018-07-06 08:00 | 7 | 5 | 1 | 8 | 4473 | 0.36885
2018-07-06 09:00 | 7 | 5 | 1 | 9 | 4474 | 0.50615
2018-07-06 10:00 | 7 | 5 | 1 | 10 | 4475 | 0.61773
2018-07-06 11:00 | 7 | 5 | 1 | 11 | 4476 | 0.66388
2018-07-06 12:00 | 7 | 5 | 1 | 12 | 4477 | 0.67897
2018-07-06 13:00 | 7 | 5 | 1 | 13 | 4478 | 0.61321
2018-07-06 14:00 | 7 | 5 | 1 | 14 | 4479 | 0.51558
2018-07-06 15:00 | 7 | 5 | 1 | 15 | 4480 | 0.39822
2018-07-06 16:00 | 7 | 5 | 1 | 16 | 4481 | 0.30793
2018-07-06 17:00 | 7 | 5 | 1 | 17 | 4482 | 0.18685
2018-07-06 18:00 | 7 | 5 | 1 | 18 | 4483 | 0.092574
2018-07-06 19:00 | 7 | 5 | 1 | 19 | 4484 | 0.032146
2018-07-06 20:00 | 7 | 5 | 1 | 20 | 4485 | 0.0015919
2018-07-06 21:00 | 7 | 5 | 1 | 21 | 4486 | 0
2018-07-06 22:00 | 7 | 5 | 1 | 22 | 4487 | 0
2018-07-06 23:00 | 7 | 5 | 1 | 23 | 4488 | 0
2018-07-07 | 7 | 6 | 2 | 0 | 4489 | 0
2018-07-07 01:00 | 7 | 6 | 2 | 1 | 4490 | 0
2018-07-07 02:00 | 7 | 6 | 2 | 2 | 4491 | 0
2018-07-07 03:00 | 7 | 6 | 2 | 3 | 4492 | 0
2018-07-07 04:00 | 7 | 6 | 2 | 4 | 4493 | 0.0036471
2018-07-07 05:00 | 7 | 6 | 2 | 5 | 4494 | 0.043557
2018-07-07 06:00 | 7 | 6 | 2 | 6 | 4495 | 0.11133
2018-07-07 07:00 | 7 | 6 | 2 | 7 | 4496 | 0.23974
2018-07-07 08:00 | 7 | 6 | 2 | 8 | 4497 | 0.38054
2018-07-07 09:00 | 7 | 6 | 2 | 9 | 4498 | 0.48575
2018-07-07 10:00 | 7 | 6 | 2 | 10 | 4499 | 0.59037
2018-07-07 11:00 | 7 | 6 | 2 | 11 | 4500 | 0.62238
2018-07-07 12:00 | 7 | 6 | 2 | 12 | 4501 | 0.64734
2018-07-07 13:00 | 7 | 6 | 2 | 13 | 4502 | 0.6408
2018-07-07 14:00 | 7 | 6 | 2 | 14 | 4503 | 0.58962
2018-07-07 15:00 | 7 | 6 | 2 | 15 | 4504 | 0.50278
2018-07-07 16:00 | 7 | 6 | 2 | 16 | 4505 | 0.38241
2018-07-07 17:00 | 7 | 6 | 2 | 17 | 4506 | 0.23363
2018-07-07 18:00 | 7 | 6 | 2 | 18 | 4507 | 0.1085
2018-07-07 19:00 | 7 | 6 | 2 | 19 | 4508 | 0.035632
2018-07-07 20:00 | 7 | 6 | 2 | 20 | 4509 | 0.0019484
2018-07-07 21:00 | 7 | 6 | 2 | 21 | 4510 | 0
2018-07-07 22:00 | 7 | 6 | 2 | 22 | 4511 | 0
2018-07-07 23:00 | 7 | 6 | 2 | 23 | 4512 | 0
2018-07-08 | 7 | 7 | 2 | 0 | 4513 | 0
2018-07-08 01:00 | 7 | 7 | 2 | 1 | 4514 | 0
2018-07-08 02:00 | 7 | 7 | 2 | 2 | 4515 | 0
2018-07-08 03:00 | 7 | 7 | 2 | 3 | 4516 | 0
2018-07-08 04:00 | 7 | 7 | 2 | 4 | 4517 | 0.0038196
2018-07-08 05:00 | 7 | 7 | 2 | 5 | 4518 | 0.049493
2018-07-08 06:00 | 7 | 7 | 2 | 6 | 4519 | 0.1188
2018-07-08 07:00 | 7 | 7 | 2 | 7 | 4520 | 0.25974
2018-07-08 08:00 | 7 | 7 | 2 | 8 | 4521 | 0.40815
2018-07-08 09:00 | 7 | 7 | 2 | 9 | 4522 | 0.54456
2018-07-08 10:00 | 7 | 7 | 2 | 10 | 4523 | 0.63953
2018-07-08 11:00 | 7 | 7 | 2 | 11 | 4524 | 0.67848
2018-07-08 12:00 | 7 | 7 | 2 | 12 | 4525 | 0.68015
2018-07-08 13:00 | 7 | 7 | 2 | 13 | 4526 | 0.65006
2018-07-08 14:00 | 7 | 7 | 2 | 14 | 4527 | 0.59465
2018-07-08 15:00 | 7 | 7 | 2 | 15 | 4528 | 0.5008
2018-07-08 16:00 | 7 | 7 | 2 | 16 | 4529 | 0.36816
2018-07-08 17:00 | 7 | 7 | 2 | 17 | 4530 | 0.2253
2018-07-08 18:00 | 7 | 7 | 2 | 18 | 4531 | 0.10544
2018-07-08 19:00 | 7 | 7 | 2 | 19 | 4532 | 0.036513
2018-07-08 20:00 | 7 | 7 | 2 | 20 | 4533 | 0.0015919
2018-07-08 21:00 | 7 | 7 | 2 | 21 | 4534 | 0
2018-07-08 22:00 | 7 | 7 | 2 | 22 | 4535 | 0
2018-07-08 23:00 | 7 | 7 | 2 | 23 | 4536 | 0
2018-07-09 | 7 | 1 | 1 | 0 | 4537 | 0
2018-07-09 01:00 | 7 | 1 | 1 | 1 | 4538 | 0
2018-07-09 02:00 | 7 | 1 | 1 | 2 | 4539 | 0
2018-07-09 03:00 | 7 | 1 | 1 | 3 | 4540 | 0
2018-07-09 04:00 | 7 | 1 | 1 | 4 | 4541 | 0.0022707
2018-07-09 05:00 | 7 | 1 | 1 | 5 | 4542 | 0.038763
2018-07-09 06:00 | 7 | 1 | 1 | 6 | 4543 | 0.099138
2018-07-09 07:00 | 7 | 1 | 1 | 7 | 4544 | 0.22402
2018-07-09 08:00 | 7 | 1 | 1 | 8 | 4545 | 0.3759
2018-07-09 09:00 | 7 | 1 | 1 | 9 | 4546 | 0.5016
2018-07-09 10:00 | 7 | 1 | 1 | 10 | 4547 | 0.57488
2018-07-09 11:00 | 7 | 1 | 1 | 11 | 4548 | 0.60193
2018-07-09 12:00 | 7 | 1 | 1 | 12 | 4549 | 0.57663
2018-07-09 13:00 | 7 | 1 | 1 | 13 | 4550 | 0.54697
2018-07-09 14:00 | 7 | 1 | 1 | 14 | 4551 | 0.48866
2018-07-09 15:00 | 7 | 1 | 1 | 15 | 4552 | 0.40413
2018-07-09 16:00 | 7 | 1 | 1 | 16 | 4553 | 0.31477
2018-07-09 17:00 | 7 | 1 | 1 | 17 | 4554 | 0.20969
2018-07-09 18:00 | 7 | 1 | 1 | 18 | 4555 | 0.094897
2018-07-09 19:00 | 7 | 1 | 1 | 19 | 4556 | 0.03128
2018-07-09 20:00 | 7 | 1 | 1 | 20 | 4557 | 0.0015919
2018-07-09 21:00 | 7 | 1 | 1 | 21 | 4558 | 0
2018-07-09 22:00 | 7 | 1 | 1 | 22 | 4559 | 0
2018-07-09 23:00 | 7 | 1 | 1 | 23 | 4560 | 0
2018-07-10 | 7 | 2 | 1 | 0 | 4561 | 0
2018-07-10 01:00 | 7 | 2 | 1 | 1 | 4562 | 0
2018-07-10 02:00 | 7 | 2 | 1 | 2 | 4563 | 0
2018-07-10 03:00 | 7 | 2 | 1 | 3 | 4564 | 0
2018-07-10 04:00 | 7 | 2 | 1 | 4 | 4565 | 0.0022505
2018-07-10 05:00 | 7 | 2 | 1 | 5 | 4566 | 0.040348
2018-07-10 06:00 | 7 | 2 | 1 | 6 | 4567 | 0.1024
2018-07-10 07:00 | 7 | 2 | 1 | 7 | 4568 | 0.22834
2018-07-10 08:00 | 7 | 2 | 1 | 8 | 4569 | 0.36937
2018-07-10 09:00 | 7 | 2 | 1 | 9 | 4570 | 0.49355
2018-07-10 10:00 | 7 | 2 | 1 | 10 | 4571 | 0.5758
2018-07-10 11:00 | 7 | 2 | 1 | 11 | 4572 | 0.58942
2018-07-10 12:00 | 7 | 2 | 1 | 12 | 4573 | 0.58102
2018-07-10 13:00 | 7 | 2 | 1 | 13 | 4574 | 0.55801
2018-07-10 14:00 | 7 | 2 | 1 | 14 | 4575 | 0.46809
2018-07-10 15:00 | 7 | 2 | 1 | 15 | 4576 | 0.40261
2018-07-10 16:00 | 7 | 2 | 1 | 16 | 4577 | 0.32394
2018-07-10 17:00 | 7 | 2 | 1 | 17 | 4578 | 0.21802
2018-07-10 18:00 | 7 | 2 | 1 | 18 | 4579 | 0.10138
2018-07-10 19:00 | 7 | 2 | 1 | 19 | 4580 | 0.03109
2018-07-10 20:00 | 7 | 2 | 1 | 20 | 4581 | 0.0015919
2018-07-10 21:00 | 7 | 2 | 1 | 21 | 4582 | 0
2018-07-10 22:00 | 7 | 2 | 1 | 22 | 4583 | 0
2018-07-10 23:00 | 7 | 2 | 1 | 23 | 4584 | 0
2018-07-11 | 7 | 3 | 1 | 0 | 4585 | 0
2018-07-11 01:00 | 7 | 3 | 1 | 1 | 4586 | 0
2018-07-11 02:00 | 7 | 3 | 1 | 2 | 4587 | 0
2018-07-11 03:00 | 7 | 3 | 1 | 3 | 4588 | 0
2018-07-11 04:00 | 7 | 3 | 1 | 4 | 4589 | 0.0038196
2018-07-11 05:00 | 7 | 3 | 1 | 5 | 4590 | 0.052471
2018-07-11 06:00 | 7 | 3 | 1 | 6 | 4591 | 0.12157
2018-07-11 07:00 | 7 | 3 | 1 | 7 | 4592 | 0.27011
2018-07-11 08:00 | 7 | 3 | 1 | 8 | 4593 | 0.43062
2018-07-11 09:00 | 7 | 3 | 1 | 9 | 4594 | 0.56592
2018-07-11 10:00 | 7 | 3 | 1 | 10 | 4595 | 0.65855
2018-07-11 11:00 | 7 | 3 | 1 | 11 | 4596 | 0.69082
2018-07-11 12:00 | 7 | 3 | 1 | 12 | 4597 | 0.70142
2018-07-11 13:00 | 7 | 3 | 1 | 13 | 4598 | 0.67642
2018-07-11 14:00 | 7 | 3 | 1 | 14 | 4599 | 0.60145
2018-07-11 15:00 | 7 | 3 | 1 | 15 | 4600 | 0.50858
2018-07-11 16:00 | 7 | 3 | 1 | 16 | 4601 | 0.37309
2018-07-11 17:00 | 7 | 3 | 1 | 17 | 4602 | 0.2327
2018-07-11 18:00 | 7 | 3 | 1 | 18 | 4603 | 0.10374
2018-07-11 19:00 | 7 | 3 | 1 | 19 | 4604 | 0.035137
2018-07-11 20:00 | 7 | 3 | 1 | 20 | 4605 | 0.0015919
2018-07-11 21:00 | 7 | 3 | 1 | 21 | 4606 | 0
2018-07-11 22:00 | 7 | 3 | 1 | 22 | 4607 | 0
2018-07-11 23:00 | 7 | 3 | 1 | 23 | 4608 | 0
2018-07-12 | 7 | 4 | 1 | 0 | 4609 | 0
2018-07-12 01:00 | 7 | 4 | 1 | 1 | 4610 | 0
2018-07-12 02:00 | 7 | 4 | 1 | 2 | 4611 | 0
2018-07-12 03:00 | 7 | 4 | 1 | 3 | 4612 | 0
2018-07-12 04:00 | 7 | 4 | 1 | 4 | 4613 | 0.0033039
2018-07-12 05:00 | 7 | 4 | 1 | 5 | 4614 | 0.047271
2018-07-12 06:00 | 7 | 4 | 1 | 6 | 4615 | 0.11471
2018-07-12 07:00 | 7 | 4 | 1 | 7 | 4616 | 0.25747
2018-07-12 08:00 | 7 | 4 | 1 | 8 | 4617 | 0.40603
2018-07-12 09:00 | 7 | 4 | 1 | 9 | 4618 | 0.52053
2018-07-12 10:00 | 7 | 4 | 1 | 10 | 4619 | 0.5962
2018-07-12 11:00 | 7 | 4 | 1 | 11 | 4620 | 0.63306
2018-07-12 12:00 | 7 | 4 | 1 | 12 | 4621 | 0.64565
2018-07-12 13:00 | 7 | 4 | 1 | 13 | 4622 | 0.60183
2018-07-12 14:00 | 7 | 4 | 1 | 14 | 4623 | 0.53337
2018-07-12 15:00 | 7 | 4 | 1 | 15 | 4624 | 0.43181
2018-07-12 16:00 | 7 | 4 | 1 | 16 | 4625 | 0.31798
2018-07-12 17:00 | 7 | 4 | 1 | 17 | 4626 | 0.19922
2018-07-12 18:00 | 7 | 4 | 1 | 18 | 4627 | 0.096699
2018-07-12 19:00 | 7 | 4 | 1 | 19 | 4628 | 0.031985
2018-07-12 20:00 | 7 | 4 | 1 | 20 | 4629 | 0.0019484
2018-07-12 21:00 | 7 | 4 | 1 | 21 | 4630 | 0
2018-07-12 22:00 | 7 | 4 | 1 | 22 | 4631 | 0
2018-07-12 23:00 | 7 | 4 | 1 | 23 | 4632 | 0
2018-07-13 | 7 | 5 | 1 | 0 | 4633 | 0
2018-07-13 01:00 | 7 | 5 | 1 | 1 | 4634 | 0
2018-07-13 02:00 | 7 | 5 | 1 | 2 | 4635 | 0
2018-07-13 03:00 | 7 | 5 | 1 | 3 | 4636 | 0
2018-07-13 04:00 | 7 | 5 | 1 | 4 | 4637 | 0.0026089
2018-07-13 05:00 | 7 | 5 | 1 | 5 | 4638 | 0.047399
2018-07-13 06:00 | 7 | 5 | 1 | 6 | 4639 | 0.11569
2018-07-13 07:00 | 7 | 5 | 1 | 7 | 4640 | 0.25563
2018-07-13 08:00 | 7 | 5 | 1 | 8 | 4641 | 0.40262
2018-07-13 09:00 | 7 | 5 | 1 | 9 | 4642 | 0.5403
2018-07-13 10:00 | 7 | 5 | 1 | 10 | 4643 | 0.63671
2018-07-13 11:00 | 7 | 5 | 1 | 11 | 4644 | 0.68355
2018-07-13 12:00 | 7 | 5 | 1 | 12 | 4645 | 0.69981
2018-07-13 13:00 | 7 | 5 | 1 | 13 | 4646 | 0.6501
2018-07-13 14:00 | 7 | 5 | 1 | 14 | 4647 | 0.54079
2018-07-13 15:00 | 7 | 5 | 1 | 15 | 4648 | 0.45766
2018-07-13 16:00 | 7 | 5 | 1 | 16 | 4649 | 0.33492
2018-07-13 17:00 | 7 | 5 | 1 | 17 | 4650 | 0.19528
2018-07-13 18:00 | 7 | 5 | 1 | 18 | 4651 | 0.091765
2018-07-13 19:00 | 7 | 5 | 1 | 19 | 4652 | 0.029763
2018-07-13 20:00 | 7 | 5 | 1 | 20 | 4653 | 0.00071296
2018-07-13 21:00 | 7 | 5 | 1 | 21 | 4654 | 0
2018-07-13 22:00 | 7 | 5 | 1 | 22 | 4655 | 0
2018-07-13 23:00 | 7 | 5 | 1 | 23 | 4656 | 0
2018-07-14 | 7 | 6 | 2 | 0 | 4657 | 0
2018-07-14 01:00 | 7 | 6 | 2 | 1 | 4658 | 0
2018-07-14 02:00 | 7 | 6 | 2 | 2 | 4659 | 0
2018-07-14 03:00 | 7 | 6 | 2 | 3 | 4660 | 0
2018-07-14 04:00 | 7 | 6 | 2 | 4 | 4661 | 0.001914
2018-07-14 05:00 | 7 | 6 | 2 | 5 | 4662 | 0.043602
2018-07-14 06:00 | 7 | 6 | 2 | 6 | 4663 | 0.10894
2018-07-14 07:00 | 7 | 6 | 2 | 7 | 4664 | 0.25294
2018-07-14 08:00 | 7 | 6 | 2 | 8 | 4665 | 0.40834
2018-07-14 09:00 | 7 | 6 | 2 | 9 | 4666 | 0.54832
2018-07-14 10:00 | 7 | 6 | 2 | 10 | 4667 | 0.65768
2018-07-14 11:00 | 7 | 6 | 2 | 11 | 4668 | 0.70529
2018-07-14 12:00 | 7 | 6 | 2 | 12 | 4669 | 0.71438
2018-07-14 13:00 | 7 | 6 | 2 | 13 | 4670 | 0.66913
2018-07-14 14:00 | 7 | 6 | 2 | 14 | 4671 | 0.57808
2018-07-14 15:00 | 7 | 6 | 2 | 15 | 4672 | 0.46555
2018-07-14 16:00 | 7 | 6 | 2 | 16 | 4673 | 0.3414
2018-07-14 17:00 | 7 | 6 | 2 | 17 | 4674 | 0.20765
2018-07-14 18:00 | 7 | 6 | 2 | 18 | 4675 | 0.09646
2018-07-14 19:00 | 7 | 6 | 2 | 19 | 4676 | 0.02922
2018-07-14 20:00 | 7 | 6 | 2 | 20 | 4677 | 0.00071296
2018-07-14 21:00 | 7 | 6 | 2 | 21 | 4678 | 0
2018-07-14 22:00 | 7 | 6 | 2 | 22 | 4679 | 0
2018-07-14 23:00 | 7 | 6 | 2 | 23 | 4680 | 0
2018-07-15 | 7 | 7 | 2 | 0 | 4681 | 0
2018-07-15 01:00 | 7 | 7 | 2 | 1 | 4682 | 0
2018-07-15 02:00 | 7 | 7 | 2 | 2 | 4683 | 0
2018-07-15 03:00 | 7 | 7 | 2 | 3 | 4684 | 0
2018-07-15 04:00 | 7 | 7 | 2 | 4 | 4685 | 0.001914
2018-07-15 05:00 | 7 | 7 | 2 | 5 | 4686 | 0.041678
2018-07-15 06:00 | 7 | 7 | 2 | 6 | 4687 | 0.10861
2018-07-15 07:00 | 7 | 7 | 2 | 7 | 4688 | 0.24338
2018-07-15 08:00 | 7 | 7 | 2 | 8 | 4689 | 0.40533
2018-07-15 09:00 | 7 | 7 | 2 | 9 | 4690 | 0.53977
2018-07-15 10:00 | 7 | 7 | 2 | 10 | 4691 | 0.63849
2018-07-15 11:00 | 7 | 7 | 2 | 11 | 4692 | 0.68707
2018-07-15 12:00 | 7 | 7 | 2 | 12 | 4693 | 0.69564
2018-07-15 13:00 | 7 | 7 | 2 | 13 | 4694 | 0.63887
2018-07-15 14:00 | 7 | 7 | 2 | 14 | 4695 | 0.5512
2018-07-15 15:00 | 7 | 7 | 2 | 15 | 4696 | 0.43904
2018-07-15 16:00 | 7 | 7 | 2 | 16 | 4697 | 0.31175
2018-07-15 17:00 | 7 | 7 | 2 | 17 | 4698 | 0.18481
2018-07-15 18:00 | 7 | 7 | 2 | 18 | 4699 | 0.083367
2018-07-15 19:00 | 7 | 7 | 2 | 19 | 4700 | 0.023384
2018-07-15 20:00 | 7 | 7 | 2 | 20 | 4701 | 0.00035648
2018-07-15 21:00 | 7 | 7 | 2 | 21 | 4702 | 0
2018-07-15 22:00 | 7 | 7 | 2 | 22 | 4703 | 0
2018-07-15 23:00 | 7 | 7 | 2 | 23 | 4704 | 0
2018-07-16 | 7 | 1 | 1 | 0 | 4705 | 0
2018-07-16 01:00 | 7 | 1 | 1 | 1 | 4706 | 0
2018-07-16 02:00 | 7 | 1 | 1 | 2 | 4707 | 0
2018-07-16 03:00 | 7 | 1 | 1 | 3 | 4708 | 0
2018-07-16 04:00 | 7 | 1 | 1 | 4 | 4709 | 0.00086068
2018-07-16 05:00 | 7 | 1 | 1 | 5 | 4710 | 0.035701
2018-07-16 06:00 | 7 | 1 | 1 | 6 | 4711 | 0.096273
2018-07-16 07:00 | 7 | 1 | 1 | 7 | 4712 | 0.23255
2018-07-16 08:00 | 7 | 1 | 1 | 8 | 4713 | 0.38951
2018-07-16 09:00 | 7 | 1 | 1 | 9 | 4714 | 0.52187
2018-07-16 10:00 | 7 | 1 | 1 | 10 | 4715 | 0.62051
2018-07-16 11:00 | 7 | 1 | 1 | 11 | 4716 | 0.64649
2018-07-16 12:00 | 7 | 1 | 1 | 12 | 4717 | 0.64709
2018-07-16 13:00 | 7 | 1 | 1 | 13 | 4718 | 0.56666
2018-07-16 14:00 | 7 | 1 | 1 | 14 | 4719 | 0.47932
2018-07-16 15:00 | 7 | 1 | 1 | 15 | 4720 | 0.40219
2018-07-16 16:00 | 7 | 1 | 1 | 16 | 4721 | 0.30969
2018-07-16 17:00 | 7 | 1 | 1 | 17 | 4722 | 0.19039
2018-07-16 18:00 | 7 | 1 | 1 | 18 | 4723 | 0.091611
2018-07-16 19:00 | 7 | 1 | 1 | 19 | 4724 | 0.027519
2018-07-16 20:00 | 7 | 1 | 1 | 20 | 4725 | 0.00035648
2018-07-16 21:00 | 7 | 1 | 1 | 21 | 4726 | 0
2018-07-16 22:00 | 7 | 1 | 1 | 22 | 4727 | 0
2018-07-16 23:00 | 7 | 1 | 1 | 23 | 4728 | 0
2018-07-17 | 7 | 2 | 1 | 0 | 4729 | 0
2018-07-17 01:00 | 7 | 2 | 1 | 1 | 4730 | 0
2018-07-17 02:00 | 7 | 2 | 1 | 2 | 4731 | 0
2018-07-17 03:00 | 7 | 2 | 1 | 3 | 4732 | 0
2018-07-17 04:00 | 7 | 2 | 1 | 4 | 4733 | 0.0010466
2018-07-17 05:00 | 7 | 2 | 1 | 5 | 4734 | 0.033465
2018-07-17 06:00 | 7 | 2 | 1 | 6 | 4735 | 0.095146
2018-07-17 07:00 | 7 | 2 | 1 | 7 | 4736 | 0.21541
2018-07-17 08:00 | 7 | 2 | 1 | 8 | 4737 | 0.35651
2018-07-17 09:00 | 7 | 2 | 1 | 9 | 4738 | 0.47429
2018-07-17 10:00 | 7 | 2 | 1 | 10 | 4739 | 0.54903
2018-07-17 11:00 | 7 | 2 | 1 | 11 | 4740 | 0.59517
2018-07-17 12:00 | 7 | 2 | 1 | 12 | 4741 | 0.58841
2018-07-17 13:00 | 7 | 2 | 1 | 13 | 4742 | 0.59336
2018-07-17 14:00 | 7 | 2 | 1 | 14 | 4743 | 0.54559
2018-07-17 15:00 | 7 | 2 | 1 | 15 | 4744 | 0.45692
2018-07-17 16:00 | 7 | 2 | 1 | 16 | 4745 | 0.3539
2018-07-17 17:00 | 7 | 2 | 1 | 17 | 4746 | 0.22971
2018-07-17 18:00 | 7 | 2 | 1 | 18 | 4747 | 0.10026
2018-07-17 19:00 | 7 | 2 | 1 | 19 | 4748 | 0.028797
2018-07-17 20:00 | 7 | 2 | 1 | 20 | 4749 | 0.00071296
2018-07-17 21:00 | 7 | 2 | 1 | 21 | 4750 | 0
2018-07-17 22:00 | 7 | 2 | 1 | 22 | 4751 | 0
2018-07-17 23:00 | 7 | 2 | 1 | 23 | 4752 | 0
2018-07-18 | 7 | 3 | 1 | 0 | 4753 | 0
2018-07-18 01:00 | 7 | 3 | 1 | 1 | 4754 | 0
2018-07-18 02:00 | 7 | 3 | 1 | 2 | 4755 | 0
2018-07-18 03:00 | 7 | 3 | 1 | 3 | 4756 | 0
2018-07-18 04:00 | 7 | 3 | 1 | 4 | 4757 | 0.0010533
2018-07-18 05:00 | 7 | 3 | 1 | 5 | 4758 | 0.035081
2018-07-18 06:00 | 7 | 3 | 1 | 6 | 4759 | 0.097024
2018-07-18 07:00 | 7 | 3 | 1 | 7 | 4760 | 0.22996
2018-07-18 08:00 | 7 | 3 | 1 | 8 | 4761 | 0.38534
2018-07-18 09:00 | 7 | 3 | 1 | 9 | 4762 | 0.51643
2018-07-18 10:00 | 7 | 3 | 1 | 10 | 4763 | 0.60687
2018-07-18 11:00 | 7 | 3 | 1 | 11 | 4764 | 0.6438
2018-07-18 12:00 | 7 | 3 | 1 | 12 | 4765 | 0.62428
2018-07-18 13:00 | 7 | 3 | 1 | 13 | 4766 | 0.57731
2018-07-18 14:00 | 7 | 3 | 1 | 14 | 4767 | 0.52128
2018-07-18 15:00 | 7 | 3 | 1 | 15 | 4768 | 0.42688
2018-07-18 16:00 | 7 | 3 | 1 | 16 | 4769 | 0.31276
2018-07-18 17:00 | 7 | 3 | 1 | 17 | 4770 | 0.20209
2018-07-18 18:00 | 7 | 3 | 1 | 18 | 4771 | 0.09299
2018-07-18 19:00 | 7 | 3 | 1 | 19 | 4772 | 0.02493
2018-07-18 20:00 | 7 | 3 | 1 | 20 | 4773 | 0.00035648
2018-07-18 21:00 | 7 | 3 | 1 | 21 | 4774 | 0
2018-07-18 22:00 | 7 | 3 | 1 | 22 | 4775 | 0
2018-07-18 23:00 | 7 | 3 | 1 | 23 | 4776 | 0
2018-07-19 | 7 | 4 | 1 | 0 | 4777 | 0
2018-07-19 01:00 | 7 | 4 | 1 | 1 | 4778 | 0
2018-07-19 02:00 | 7 | 4 | 1 | 2 | 4779 | 0
2018-07-19 03:00 | 7 | 4 | 1 | 3 | 4780 | 0
2018-07-19 04:00 | 7 | 4 | 1 | 4 | 4781 | 0.00088757
2018-07-19 05:00 | 7 | 4 | 1 | 5 | 4782 | 0.032101
2018-07-19 06:00 | 7 | 4 | 1 | 6 | 4783 | 0.091376
2018-07-19 07:00 | 7 | 4 | 1 | 7 | 4784 | 0.21099
2018-07-19 08:00 | 7 | 4 | 1 | 8 | 4785 | 0.35896
2018-07-19 09:00 | 7 | 4 | 1 | 9 | 4786 | 0.49386
2018-07-19 10:00 | 7 | 4 | 1 | 10 | 4787 | 0.59855
2018-07-19 11:00 | 7 | 4 | 1 | 11 | 4788 | 0.641
2018-07-19 12:00 | 7 | 4 | 1 | 12 | 4789 | 0.63539
2018-07-19 13:00 | 7 | 4 | 1 | 13 | 4790 | 0.58837
2018-07-19 14:00 | 7 | 4 | 1 | 14 | 4791 | 0.532
2018-07-19 15:00 | 7 | 4 | 1 | 15 | 4792 | 0.44666
2018-07-19 16:00 | 7 | 4 | 1 | 16 | 4793 | 0.33343
2018-07-19 17:00 | 7 | 4 | 1 | 17 | 4794 | 0.20687
2018-07-19 18:00 | 7 | 4 | 1 | 18 | 4795 | 0.10065
2018-07-19 19:00 | 7 | 4 | 1 | 19 | 4796 | 0.027445
2018-07-19 20:00 | 7 | 4 | 1 | 20 | 4797 | 0.00035648
2018-07-19 21:00 | 7 | 4 | 1 | 21 | 4798 | 0
2018-07-19 22:00 | 7 | 4 | 1 | 22 | 4799 | 0
2018-07-19 23:00 | 7 | 4 | 1 | 23 | 4800 | 0
2018-07-20 | 7 | 5 | 1 | 0 | 4801 | 0
2018-07-20 01:00 | 7 | 5 | 1 | 1 | 4802 | 0
2018-07-20 02:00 | 7 | 5 | 1 | 2 | 4803 | 0
2018-07-20 03:00 | 7 | 5 | 1 | 3 | 4804 | 0
2018-07-20 04:00 | 7 | 5 | 1 | 4 | 4805 | 0.00088757
2018-07-20 05:00 | 7 | 5 | 1 | 5 | 4806 | 0.033298
2018-07-20 06:00 | 7 | 5 | 1 | 6 | 4807 | 0.097657
2018-07-20 07:00 | 7 | 5 | 1 | 7 | 4808 | 0.22384
2018-07-20 08:00 | 7 | 5 | 1 | 8 | 4809 | 0.39024
2018-07-20 09:00 | 7 | 5 | 1 | 9 | 4810 | 0.53093
2018-07-20 10:00 | 7 | 5 | 1 | 10 | 4811 | 0.62874
2018-07-20 11:00 | 7 | 5 | 1 | 11 | 4812 | 0.6527
2018-07-20 12:00 | 7 | 5 | 1 | 12 | 4813 | 0.6556
2018-07-20 13:00 | 7 | 5 | 1 | 13 | 4814 | 0.61259
2018-07-20 14:00 | 7 | 5 | 1 | 14 | 4815 | 0.56619
2018-07-20 15:00 | 7 | 5 | 1 | 15 | 4816 | 0.47292
2018-07-20 16:00 | 7 | 5 | 1 | 16 | 4817 | 0.36631
2018-07-20 17:00 | 7 | 5 | 1 | 17 | 4818 | 0.21622
2018-07-20 18:00 | 7 | 5 | 1 | 18 | 4819 | 0.098037
2018-07-20 19:00 | 7 | 5 | 1 | 19 | 4820 | 0.02584
2018-07-20 20:00 | 7 | 5 | 1 | 20 | 4821 | 0.00035648
2018-07-20 21:00 | 7 | 5 | 1 | 21 | 4822 | 0
2018-07-20 22:00 | 7 | 5 | 1 | 22 | 4823 | 0
2018-07-20 23:00 | 7 | 5 | 1 | 23 | 4824 | 0
2018-07-21 | 7 | 6 | 2 | 0 | 4825 | 0
2018-07-21 01:00 | 7 | 6 | 2 | 1 | 4826 | 0
2018-07-21 02:00 | 7 | 6 | 2 | 2 | 4827 | 0
2018-07-21 03:00 | 7 | 6 | 2 | 3 | 4828 | 0
2018-07-21 04:00 | 7 | 6 | 2 | 4 | 4829 | 0.00088757
2018-07-21 05:00 | 7 | 6 | 2 | 5 | 4830 | 0.041252
2018-07-21 06:00 | 7 | 6 | 2 | 6 | 4831 | 0.1104
2018-07-21 07:00 | 7 | 6 | 2 | 7 | 4832 | 0.25792
2018-07-21 08:00 | 7 | 6 | 2 | 8 | 4833 | 0.42289
2018-07-21 09:00 | 7 | 6 | 2 | 9 | 4834 | 0.56378
2018-07-21 10:00 | 7 | 6 | 2 | 10 | 4835 | 0.65598
2018-07-21 11:00 | 7 | 6 | 2 | 11 | 4836 | 0.70747
2018-07-21 12:00 | 7 | 6 | 2 | 12 | 4837 | 0.7178
2018-07-21 13:00 | 7 | 6 | 2 | 13 | 4838 | 0.68684
2018-07-21 14:00 | 7 | 6 | 2 | 14 | 4839 | 0.62108
2018-07-21 15:00 | 7 | 6 | 2 | 15 | 4840 | 0.52141
2018-07-21 16:00 | 7 | 6 | 2 | 16 | 4841 | 0.38672
2018-07-21 17:00 | 7 | 6 | 2 | 17 | 4842 | 0.24529
2018-07-21 18:00 | 7 | 6 | 2 | 18 | 4843 | 0.10715
2018-07-21 19:00 | 7 | 6 | 2 | 19 | 4844 | 0.029783
2018-07-21 20:00 | 7 | 6 | 2 | 20 | 4845 | 0.00035648
2018-07-21 21:00 | 7 | 6 | 2 | 21 | 4846 | 0
2018-07-21 22:00 | 7 | 6 | 2 | 22 | 4847 | 0
2018-07-21 23:00 | 7 | 6 | 2 | 23 | 4848 | 0
2018-07-22 | 7 | 7 | 2 | 0 | 4849 | 0
2018-07-22 01:00 | 7 | 7 | 2 | 1 | 4850 | 0
2018-07-22 02:00 | 7 | 7 | 2 | 2 | 4851 | 0
2018-07-22 03:00 | 7 | 7 | 2 | 3 | 4852 | 0
2018-07-22 04:00 | 7 | 7 | 2 | 4 | 4853 | 0.00070165
2018-07-22 05:00 | 7 | 7 | 2 | 5 | 4854 | 0.033481
2018-07-22 06:00 | 7 | 7 | 2 | 6 | 4855 | 0.095328
2018-07-22 07:00 | 7 | 7 | 2 | 7 | 4856 | 0.22723
2018-07-22 08:00 | 7 | 7 | 2 | 8 | 4857 | 0.36751
2018-07-22 09:00 | 7 | 7 | 2 | 9 | 4858 | 0.49289
2018-07-22 10:00 | 7 | 7 | 2 | 10 | 4859 | 0.58207
2018-07-22 11:00 | 7 | 7 | 2 | 11 | 4860 | 0.61377
2018-07-22 12:00 | 7 | 7 | 2 | 12 | 4861 | 0.62438
2018-07-22 13:00 | 7 | 7 | 2 | 13 | 4862 | 0.60476
2018-07-22 14:00 | 7 | 7 | 2 | 14 | 4863 | 0.54765
2018-07-22 15:00 | 7 | 7 | 2 | 15 | 4864 | 0.45465
2018-07-22 16:00 | 7 | 7 | 2 | 16 | 4865 | 0.32563
2018-07-22 17:00 | 7 | 7 | 2 | 17 | 4866 | 0.19633
2018-07-22 18:00 | 7 | 7 | 2 | 18 | 4867 | 0.085895
2018-07-22 19:00 | 7 | 7 | 2 | 19 | 4868 | 0.023136
2018-07-22 20:00 | 7 | 7 | 2 | 20 | 4869 | 0
2018-07-22 21:00 | 7 | 7 | 2 | 21 | 4870 | 0
2018-07-22 22:00 | 7 | 7 | 2 | 22 | 4871 | 0
2018-07-22 23:00 | 7 | 7 | 2 | 23 | 4872 | 0
2018-07-23 | 7 | 1 | 1 | 0 | 4873 | 0
2018-07-23 01:00 | 7 | 1 | 1 | 1 | 4874 | 0
2018-07-23 02:00 | 7 | 1 | 1 | 2 | 4875 | 0
2018-07-23 03:00 | 7 | 1 | 1 | 3 | 4876 | 0
2018-07-23 04:00 | 7 | 1 | 1 | 4 | 4877 | 0.00019265
2018-07-23 05:00 | 7 | 1 | 1 | 5 | 4878 | 0.031008
2018-07-23 06:00 | 7 | 1 | 1 | 6 | 4879 | 0.095744
2018-07-23 07:00 | 7 | 1 | 1 | 7 | 4880 | 0.23722
2018-07-23 08:00 | 7 | 1 | 1 | 8 | 4881 | 0.39745
2018-07-23 09:00 | 7 | 1 | 1 | 9 | 4882 | 0.5403
2018-07-23 10:00 | 7 | 1 | 1 | 10 | 4883 | 0.64705
2018-07-23 11:00 | 7 | 1 | 1 | 11 | 4884 | 0.68613
2018-07-23 12:00 | 7 | 1 | 1 | 12 | 4885 | 0.68833
2018-07-23 13:00 | 7 | 1 | 1 | 13 | 4886 | 0.63241
2018-07-23 14:00 | 7 | 1 | 1 | 14 | 4887 | 0.55194
2018-07-23 15:00 | 7 | 1 | 1 | 15 | 4888 | 0.43338
2018-07-23 16:00 | 7 | 1 | 1 | 16 | 4889 | 0.32249
2018-07-23 17:00 | 7 | 1 | 1 | 17 | 4890 | 0.19795
2018-07-23 18:00 | 7 | 1 | 1 | 18 | 4891 | 0.089946
2018-07-23 19:00 | 7 | 1 | 1 | 19 | 4892 | 0.022704
2018-07-23 20:00 | 7 | 1 | 1 | 20 | 4893 | 0.00035648
2018-07-23 21:00 | 7 | 1 | 1 | 21 | 4894 | 0
2018-07-23 22:00 | 7 | 1 | 1 | 22 | 4895 | 0
2018-07-23 23:00 | 7 | 1 | 1 | 23 | 4896 | 0
2018-07-24 | 7 | 2 | 1 | 0 | 4897 | 0
2018-07-24 01:00 | 7 | 2 | 1 | 1 | 4898 | 0
2018-07-24 02:00 | 7 | 2 | 1 | 2 | 4899 | 0
2018-07-24 03:00 | 7 | 2 | 1 | 3 | 4900 | 0
2018-07-24 04:00 | 7 | 2 | 1 | 4 | 4901 | 0.00019265
2018-07-24 05:00 | 7 | 2 | 1 | 5 | 4902 | 0.033742
2018-07-24 06:00 | 7 | 2 | 1 | 6 | 4903 | 0.10222
2018-07-24 07:00 | 7 | 2 | 1 | 7 | 4904 | 0.23827
2018-07-24 08:00 | 7 | 2 | 1 | 8 | 4905 | 0.39653
2018-07-24 09:00 | 7 | 2 | 1 | 9 | 4906 | 0.5266
2018-07-24 10:00 | 7 | 2 | 1 | 10 | 4907 | 0.61968
2018-07-24 11:00 | 7 | 2 | 1 | 11 | 4908 | 0.66714
2018-07-24 12:00 | 7 | 2 | 1 | 12 | 4909 | 0.64736
2018-07-24 13:00 | 7 | 2 | 1 | 13 | 4910 | 0.64431
2018-07-24 14:00 | 7 | 2 | 1 | 14 | 4911 | 0.58643
2018-07-24 15:00 | 7 | 2 | 1 | 15 | 4912 | 0.48774
2018-07-24 16:00 | 7 | 2 | 1 | 16 | 4913 | 0.35742
2018-07-24 17:00 | 7 | 2 | 1 | 17 | 4914 | 0.21506
2018-07-24 18:00 | 7 | 2 | 1 | 18 | 4915 | 0.090933
2018-07-24 19:00 | 7 | 2 | 1 | 19 | 4916 | 0.022998
2018-07-24 20:00 | 7 | 2 | 1 | 20 | 4917 | 0
2018-07-24 21:00 | 7 | 2 | 1 | 21 | 4918 | 0
2018-07-24 22:00 | 7 | 2 | 1 | 22 | 4919 | 0
2018-07-24 23:00 | 7 | 2 | 1 | 23 | 4920 | 0
2018-07-25 | 7 | 3 | 1 | 0 | 4921 | 0
2018-07-25 01:00 | 7 | 3 | 1 | 1 | 4922 | 0
2018-07-25 02:00 | 7 | 3 | 1 | 2 | 4923 | 0
2018-07-25 03:00 | 7 | 3 | 1 | 3 | 4924 | 0
2018-07-25 04:00 | 7 | 3 | 1 | 4 | 4925 | 6.7227e-06
2018-07-25 05:00 | 7 | 3 | 1 | 5 | 4926 | 0.028955
2018-07-25 06:00 | 7 | 3 | 1 | 6 | 4927 | 0.09281
2018-07-25 07:00 | 7 | 3 | 1 | 7 | 4928 | 0.23145
2018-07-25 08:00 | 7 | 3 | 1 | 8 | 4929 | 0.37628
2018-07-25 09:00 | 7 | 3 | 1 | 9 | 4930 | 0.49949
2018-07-25 10:00 | 7 | 3 | 1 | 10 | 4931 | 0.58517
2018-07-25 11:00 | 7 | 3 | 1 | 11 | 4932 | 0.60841
2018-07-25 12:00 | 7 | 3 | 1 | 12 | 4933 | 0.56175
2018-07-25 13:00 | 7 | 3 | 1 | 13 | 4934 | 0.52798
2018-07-25 14:00 | 7 | 3 | 1 | 14 | 4935 | 0.45704
2018-07-25 15:00 | 7 | 3 | 1 | 15 | 4936 | 0.37502
2018-07-25 16:00 | 7 | 3 | 1 | 16 | 4937 | 0.29337
2018-07-25 17:00 | 7 | 3 | 1 | 17 | 4938 | 0.18366
2018-07-25 18:00 | 7 | 3 | 1 | 18 | 4939 | 0.088012
2018-07-25 19:00 | 7 | 3 | 1 | 19 | 4940 | 0.021085
2018-07-25 20:00 | 7 | 3 | 1 | 20 | 4941 | 0
2018-07-25 21:00 | 7 | 3 | 1 | 21 | 4942 | 0
2018-07-25 22:00 | 7 | 3 | 1 | 22 | 4943 | 0
2018-07-25 23:00 | 7 | 3 | 1 | 23 | 4944 | 0
2018-07-26 | 7 | 4 | 1 | 0 | 4945 | 0
2018-07-26 01:00 | 7 | 4 | 1 | 1 | 4946 | 0
2018-07-26 02:00 | 7 | 4 | 1 | 2 | 4947 | 0
2018-07-26 03:00 | 7 | 4 | 1 | 3 | 4948 | 0
2018-07-26 04:00 | 7 | 4 | 1 | 4 | 4949 | 0.00018593
2018-07-26 05:00 | 7 | 4 | 1 | 5 | 4950 | 0.028655
2018-07-26 06:00 | 7 | 4 | 1 | 6 | 4951 | 0.094693
2018-07-26 07:00 | 7 | 4 | 1 | 7 | 4952 | 0.23547
2018-07-26 08:00 | 7 | 4 | 1 | 8 | 4953 | 0.38603
2018-07-26 09:00 | 7 | 4 | 1 | 9 | 4954 | 0.50796
2018-07-26 10:00 | 7 | 4 | 1 | 10 | 4955 | 0.58308
2018-07-26 11:00 | 7 | 4 | 1 | 11 | 4956 | 0.64387
2018-07-26 12:00 | 7 | 4 | 1 | 12 | 4957 | 0.64966
2018-07-26 13:00 | 7 | 4 | 1 | 13 | 4958 | 0.64112
2018-07-26 14:00 | 7 | 4 | 1 | 14 | 4959 | 0.55807
2018-07-26 15:00 | 7 | 4 | 1 | 15 | 4960 | 0.45674
2018-07-26 16:00 | 7 | 4 | 1 | 16 | 4961 | 0.35444
2018-07-26 17:00 | 7 | 4 | 1 | 17 | 4962 | 0.20811
2018-07-26 18:00 | 7 | 4 | 1 | 18 | 4963 | 0.089324
2018-07-26 19:00 | 7 | 4 | 1 | 19 | 4964 | 0.02162
2018-07-26 20:00 | 7 | 4 | 1 | 20 | 4965 | 0
2018-07-26 21:00 | 7 | 4 | 1 | 21 | 4966 | 0
2018-07-26 22:00 | 7 | 4 | 1 | 22 | 4967 | 0
2018-07-26 23:00 | 7 | 4 | 1 | 23 | 4968 | 0
2018-07-27 | 7 | 5 | 1 | 0 | 4969 | 0
2018-07-27 01:00 | 7 | 5 | 1 | 1 | 4970 | 0
2018-07-27 02:00 | 7 | 5 | 1 | 2 | 4971 | 0
2018-07-27 03:00 | 7 | 5 | 1 | 3 | 4972 | 0
2018-07-27 04:00 | 7 | 5 | 1 | 4 | 4973 | 0.00017248
2018-07-27 05:00 | 7 | 5 | 1 | 5 | 4974 | 0.026092
2018-07-27 06:00 | 7 | 5 | 1 | 6 | 4975 | 0.091279
2018-07-27 07:00 | 7 | 5 | 1 | 7 | 4976 | 0.22457
2018-07-27 08:00 | 7 | 5 | 1 | 8 | 4977 | 0.37808
2018-07-27 09:00 | 7 | 5 | 1 | 9 | 4978 | 0.49653
2018-07-27 10:00 | 7 | 5 | 1 | 10 | 4979 | 0.57771
2018-07-27 11:00 | 7 | 5 | 1 | 11 | 4980 | 0.64889
2018-07-27 12:00 | 7 | 5 | 1 | 12 | 4981 | 0.60685
2018-07-27 13:00 | 7 | 5 | 1 | 13 | 4982 | 0.58715
2018-07-27 14:00 | 7 | 5 | 1 | 14 | 4983 | 0.52164
2018-07-27 15:00 | 7 | 5 | 1 | 15 | 4984 | 0.47979
2018-07-27 16:00 | 7 | 5 | 1 | 16 | 4985 | 0.36685
2018-07-27 17:00 | 7 | 5 | 1 | 17 | 4986 | 0.22874
2018-07-27 18:00 | 7 | 5 | 1 | 18 | 4987 | 0.095149
2018-07-27 19:00 | 7 | 5 | 1 | 19 | 4988 | 0.024251
2018-07-27 20:00 | 7 | 5 | 1 | 20 | 4989 | 0
2018-07-27 21:00 | 7 | 5 | 1 | 21 | 4990 | 0
2018-07-27 22:00 | 7 | 5 | 1 | 22 | 4991 | 0
2018-07-27 23:00 | 7 | 5 | 1 | 23 | 4992 | 0
2018-07-28 | 7 | 6 | 2 | 0 | 4993 | 0
2018-07-28 01:00 | 7 | 6 | 2 | 1 | 4994 | 0
2018-07-28 02:00 | 7 | 6 | 2 | 2 | 4995 | 0
2018-07-28 03:00 | 7 | 6 | 2 | 3 | 4996 | 0
2018-07-28 04:00 | 7 | 6 | 2 | 4 | 4997 | 6.7227e-06
2018-07-28 05:00 | 7 | 6 | 2 | 5 | 4998 | 0.029498
2018-07-28 06:00 | 7 | 6 | 2 | 6 | 4999 | 0.099176
2018-07-28 07:00 | 7 | 6 | 2 | 7 | 5000 | 0.24568
2018-07-28 08:00 | 7 | 6 | 2 | 8 | 5001 | 0.40953
2018-07-28 09:00 | 7 | 6 | 2 | 9 | 5002 | 0.55145
2018-07-28 10:00 | 7 | 6 | 2 | 10 | 5003 | 0.64533
2018-07-28 11:00 | 7 | 6 | 2 | 11 | 5004 | 0.68565
2018-07-28 12:00 | 7 | 6 | 2 | 12 | 5005 | 0.68191
2018-07-28 13:00 | 7 | 6 | 2 | 13 | 5006 | 0.65481
2018-07-28 14:00 | 7 | 6 | 2 | 14 | 5007 | 0.57997
2018-07-28 15:00 | 7 | 6 | 2 | 15 | 5008 | 0.46626
2018-07-28 16:00 | 7 | 6 | 2 | 16 | 5009 | 0.34101
2018-07-28 17:00 | 7 | 6 | 2 | 17 | 5010 | 0.20736
2018-07-28 18:00 | 7 | 6 | 2 | 18 | 5011 | 0.09119
2018-07-28 19:00 | 7 | 6 | 2 | 19 | 5012 | 0.022689
2018-07-28 20:00 | 7 | 6 | 2 | 20 | 5013 | 0
2018-07-28 21:00 | 7 | 6 | 2 | 21 | 5014 | 0
2018-07-28 22:00 | 7 | 6 | 2 | 22 | 5015 | 0
2018-07-28 23:00 | 7 | 6 | 2 | 23 | 5016 | 0
2018-07-29 | 7 | 7 | 2 | 0 | 5017 | 0
2018-07-29 01:00 | 7 | 7 | 2 | 1 | 5018 | 0
2018-07-29 02:00 | 7 | 7 | 2 | 2 | 5019 | 0
2018-07-29 03:00 | 7 | 7 | 2 | 3 | 5020 | 0
2018-07-29 04:00 | 7 | 7 | 2 | 4 | 5021 | 6.7227e-06
2018-07-29 05:00 | 7 | 7 | 2 | 5 | 5022 | 0.024688
2018-07-29 06:00 | 7 | 7 | 2 | 6 | 5023 | 0.090276
2018-07-29 07:00 | 7 | 7 | 2 | 7 | 5024 | 0.22756
2018-07-29 08:00 | 7 | 7 | 2 | 8 | 5025 | 0.39038
2018-07-29 09:00 | 7 | 7 | 2 | 9 | 5026 | 0.53495
2018-07-29 10:00 | 7 | 7 | 2 | 10 | 5027 | 0.62456
2018-07-29 11:00 | 7 | 7 | 2 | 11 | 5028 | 0.67468
2018-07-29 12:00 | 7 | 7 | 2 | 12 | 5029 | 0.69357
2018-07-29 13:00 | 7 | 7 | 2 | 13 | 5030 | 0.62735
2018-07-29 14:00 | 7 | 7 | 2 | 14 | 5031 | 0.56957
2018-07-29 15:00 | 7 | 7 | 2 | 15 | 5032 | 0.48034
2018-07-29 16:00 | 7 | 7 | 2 | 16 | 5033 | 0.3646
2018-07-29 17:00 | 7 | 7 | 2 | 17 | 5034 | 0.21597
2018-07-29 18:00 | 7 | 7 | 2 | 18 | 5035 | 0.089918
2018-07-29 19:00 | 7 | 7 | 2 | 19 | 5036 | 0.021983
2018-07-29 20:00 | 7 | 7 | 2 | 20 | 5037 | 0
2018-07-29 21:00 | 7 | 7 | 2 | 21 | 5038 | 0
2018-07-29 22:00 | 7 | 7 | 2 | 22 | 5039 | 0
2018-07-29 23:00 | 7 | 7 | 2 | 23 | 5040 | 0
2018-07-30 | 7 | 1 | 1 | 0 | 5041 | 0
2018-07-30 01:00 | 7 | 1 | 1 | 1 | 5042 | 0
2018-07-30 02:00 | 7 | 1 | 1 | 2 | 5043 | 0
2018-07-30 03:00 | 7 | 1 | 1 | 3 | 5044 | 0
2018-07-30 04:00 | 7 | 1 | 1 | 4 | 5045 | 6.7227e-06
2018-07-30 05:00 | 7 | 1 | 1 | 5 | 5046 | 0.023166
2018-07-30 06:00 | 7 | 1 | 1 | 6 | 5047 | 0.089712
2018-07-30 07:00 | 7 | 1 | 1 | 7 | 5048 | 0.22677
2018-07-30 08:00 | 7 | 1 | 1 | 8 | 5049 | 0.38507
2018-07-30 09:00 | 7 | 1 | 1 | 9 | 5050 | 0.52299
2018-07-30 10:00 | 7 | 1 | 1 | 10 | 5051 | 0.608
2018-07-30 11:00 | 7 | 1 | 1 | 11 | 5052 | 0.65744
2018-07-30 12:00 | 7 | 1 | 1 | 12 | 5053 | 0.66168
2018-07-30 13:00 | 7 | 1 | 1 | 13 | 5054 | 0.62829
2018-07-30 14:00 | 7 | 1 | 1 | 14 | 5055 | 0.54512
2018-07-30 15:00 | 7 | 1 | 1 | 15 | 5056 | 0.44173
2018-07-30 16:00 | 7 | 1 | 1 | 16 | 5057 | 0.33173
2018-07-30 17:00 | 7 | 1 | 1 | 17 | 5058 | 0.19912
2018-07-30 18:00 | 7 | 1 | 1 | 18 | 5059 | 0.087696
2018-07-30 19:00 | 7 | 1 | 1 | 19 | 5060 | 0.019543
2018-07-30 20:00 | 7 | 1 | 1 | 20 | 5061 | 0
2018-07-30 21:00 | 7 | 1 | 1 | 21 | 5062 | 0
2018-07-30 22:00 | 7 | 1 | 1 | 22 | 5063 | 0
2018-07-30 23:00 | 7 | 1 | 1 | 23 | 5064 | 0
2018-07-31 | 7 | 2 | 1 | 0 | 5065 | 0
2018-07-31 01:00 | 7 | 2 | 1 | 1 | 5066 | 0
2018-07-31 02:00 | 7 | 2 | 1 | 2 | 5067 | 0
2018-07-31 03:00 | 7 | 2 | 1 | 3 | 5068 | 0
2018-07-31 04:00 | 7 | 2 | 1 | 4 | 5069 | 6.7227e-06
2018-07-31 05:00 | 7 | 2 | 1 | 5 | 5070 | 0.018778
2018-07-31 06:00 | 7 | 2 | 1 | 6 | 5071 | 0.082153
2018-07-31 07:00 | 7 | 2 | 1 | 7 | 5072 | 0.20923
2018-07-31 08:00 | 7 | 2 | 1 | 8 | 5073 | 0.36273
2018-07-31 09:00 | 7 | 2 | 1 | 9 | 5074 | 0.51136
2018-07-31 10:00 | 7 | 2 | 1 | 10 | 5075 | 0.59719
2018-07-31 11:00 | 7 | 2 | 1 | 11 | 5076 | 0.66277
2018-07-31 12:00 | 7 | 2 | 1 | 12 | 5077 | 0.66693
2018-07-31 13:00 | 7 | 2 | 1 | 13 | 5078 | 0.62775
2018-07-31 14:00 | 7 | 2 | 1 | 14 | 5079 | 0.52085
2018-07-31 15:00 | 7 | 2 | 1 | 15 | 5080 | 0.41695
2018-07-31 16:00 | 7 | 2 | 1 | 16 | 5081 | 0.3348
2018-07-31 17:00 | 7 | 2 | 1 | 17 | 5082 | 0.19927
2018-07-31 18:00 | 7 | 2 | 1 | 18 | 5083 | 0.083961
2018-07-31 19:00 | 7 | 2 | 1 | 19 | 5084 | 0.017077
2018-07-31 20:00 | 7 | 2 | 1 | 20 | 5085 | 0
2018-07-31 21:00 | 7 | 2 | 1 | 21 | 5086 | 0
2018-07-31 22:00 | 7 | 2 | 1 | 22 | 5087 | 0
2018-07-31 23:00 | 7 | 2 | 1 | 23 | 5088 | 0
2018-08-01 | 8 | 3 | 1 | 0 | 5089 | 0
2018-08-01 01:00 | 8 | 3 | 1 | 1 | 5090 | 0
2018-08-01 02:00 | 8 | 3 | 1 | 2 | 5091 | 0
2018-08-01 03:00 | 8 | 3 | 1 | 3 | 5092 | 0
2018-08-01 04:00 | 8 | 3 | 1 | 4 | 5093 | 0
2018-08-01 05:00 | 8 | 3 | 1 | 5 | 5094 | 0.015022
2018-08-01 06:00 | 8 | 3 | 1 | 6 | 5095 | 0.078344
2018-08-01 07:00 | 8 | 3 | 1 | 7 | 5096 | 0.20727
2018-08-01 08:00 | 8 | 3 | 1 | 8 | 5097 | 0.36222
2018-08-01 09:00 | 8 | 3 | 1 | 9 | 5098 | 0.51169
2018-08-01 10:00 | 8 | 3 | 1 | 10 | 5099 | 0.62075
2018-08-01 11:00 | 8 | 3 | 1 | 11 | 5100 | 0.65603
2018-08-01 12:00 | 8 | 3 | 1 | 12 | 5101 | 0.66195
2018-08-01 13:00 | 8 | 3 | 1 | 13 | 5102 | 0.64868
2018-08-01 14:00 | 8 | 3 | 1 | 14 | 5103 | 0.56823
2018-08-01 15:00 | 8 | 3 | 1 | 15 | 5104 | 0.47319
2018-08-01 16:00 | 8 | 3 | 1 | 16 | 5105 | 0.34865
2018-08-01 17:00 | 8 | 3 | 1 | 17 | 5106 | 0.19808
2018-08-01 18:00 | 8 | 3 | 1 | 18 | 5107 | 0.077967
2018-08-01 19:00 | 8 | 3 | 1 | 19 | 5108 | 0.014759
2018-08-01 20:00 | 8 | 3 | 1 | 20 | 5109 | 0
2018-08-01 21:00 | 8 | 3 | 1 | 21 | 5110 | 0
2018-08-01 22:00 | 8 | 3 | 1 | 22 | 5111 | 0
2018-08-01 23:00 | 8 | 3 | 1 | 23 | 5112 | 0
2018-08-02 | 8 | 4 | 1 | 0 | 5113 | 0
2018-08-02 01:00 | 8 | 4 | 1 | 1 | 5114 | 0
2018-08-02 02:00 | 8 | 4 | 1 | 2 | 5115 | 0
2018-08-02 03:00 | 8 | 4 | 1 | 3 | 5116 | 0
2018-08-02 04:00 | 8 | 4 | 1 | 4 | 5117 | 6.7227e-06
2018-08-02 05:00 | 8 | 4 | 1 | 5 | 5118 | 0.017534
2018-08-02 06:00 | 8 | 4 | 1 | 6 | 5119 | 0.08248
2018-08-02 07:00 | 8 | 4 | 1 | 7 | 5120 | 0.21428
2018-08-02 08:00 | 8 | 4 | 1 | 8 | 5121 | 0.35684
2018-08-02 09:00 | 8 | 4 | 1 | 9 | 5122 | 0.48256
2018-08-02 10:00 | 8 | 4 | 1 | 10 | 5123 | 0.57903
2018-08-02 11:00 | 8 | 4 | 1 | 11 | 5124 | 0.63564
2018-08-02 12:00 | 8 | 4 | 1 | 12 | 5125 | 0.65006
2018-08-02 13:00 | 8 | 4 | 1 | 13 | 5126 | 0.62027
2018-08-02 14:00 | 8 | 4 | 1 | 14 | 5127 | 0.52881
2018-08-02 15:00 | 8 | 4 | 1 | 15 | 5128 | 0.42564
2018-08-02 16:00 | 8 | 4 | 1 | 16 | 5129 | 0.31385
2018-08-02 17:00 | 8 | 4 | 1 | 17 | 5130 | 0.18202
2018-08-02 18:00 | 8 | 4 | 1 | 18 | 5131 | 0.071762
2018-08-02 19:00 | 8 | 4 | 1 | 19 | 5132 | 0.012351
2018-08-02 20:00 | 8 | 4 | 1 | 20 | 5133 | 0
2018-08-02 21:00 | 8 | 4 | 1 | 21 | 5134 | 0
2018-08-02 22:00 | 8 | 4 | 1 | 22 | 5135 | 0
2018-08-02 23:00 | 8 | 4 | 1 | 23 | 5136 | 0
2018-08-03 | 8 | 5 | 1 | 0 | 5137 | 0
2018-08-03 01:00 | 8 | 5 | 1 | 1 | 5138 | 0
2018-08-03 02:00 | 8 | 5 | 1 | 2 | 5139 | 0
2018-08-03 03:00 | 8 | 5 | 1 | 3 | 5140 | 0
2018-08-03 04:00 | 8 | 5 | 1 | 4 | 5141 | 0
2018-08-03 05:00 | 8 | 5 | 1 | 5 | 5142 | 0.016747
2018-08-03 06:00 | 8 | 5 | 1 | 6 | 5143 | 0.086104
2018-08-03 07:00 | 8 | 5 | 1 | 7 | 5144 | 0.22338
2018-08-03 08:00 | 8 | 5 | 1 | 8 | 5145 | 0.38914
2018-08-03 09:00 | 8 | 5 | 1 | 9 | 5146 | 0.52706
2018-08-03 10:00 | 8 | 5 | 1 | 10 | 5147 | 0.6269
2018-08-03 11:00 | 8 | 5 | 1 | 11 | 5148 | 0.66215
2018-08-03 12:00 | 8 | 5 | 1 | 12 | 5149 | 0.63482
2018-08-03 13:00 | 8 | 5 | 1 | 13 | 5150 | 0.6184
2018-08-03 14:00 | 8 | 5 | 1 | 14 | 5151 | 0.55432
2018-08-03 15:00 | 8 | 5 | 1 | 15 | 5152 | 0.46252
2018-08-03 16:00 | 8 | 5 | 1 | 16 | 5153 | 0.35021
2018-08-03 17:00 | 8 | 5 | 1 | 17 | 5154 | 0.20709
2018-08-03 18:00 | 8 | 5 | 1 | 18 | 5155 | 0.083735
2018-08-03 19:00 | 8 | 5 | 1 | 19 | 5156 | 0.015649
2018-08-03 20:00 | 8 | 5 | 1 | 20 | 5157 | 0
2018-08-03 21:00 | 8 | 5 | 1 | 21 | 5158 | 0
2018-08-03 22:00 | 8 | 5 | 1 | 22 | 5159 | 0
2018-08-03 23:00 | 8 | 5 | 1 | 23 | 5160 | 0
2018-08-04 | 8 | 6 | 2 | 0 | 5161 | 0
2018-08-04 01:00 | 8 | 6 | 2 | 1 | 5162 | 0
2018-08-04 02:00 | 8 | 6 | 2 | 2 | 5163 | 0
2018-08-04 03:00 | 8 | 6 | 2 | 3 | 5164 | 0
2018-08-04 04:00 | 8 | 6 | 2 | 4 | 5165 | 0
2018-08-04 05:00 | 8 | 6 | 2 | 5 | 5166 | 0.015739
2018-08-04 06:00 | 8 | 6 | 2 | 6 | 5167 | 0.084815
2018-08-04 07:00 | 8 | 6 | 2 | 7 | 5168 | 0.22612
2018-08-04 08:00 | 8 | 6 | 2 | 8 | 5169 | 0.38256
2018-08-04 09:00 | 8 | 6 | 2 | 9 | 5170 | 0.51895
2018-08-04 10:00 | 8 | 6 | 2 | 10 | 5171 | 0.61766
2018-08-04 11:00 | 8 | 6 | 2 | 11 | 5172 | 0.66166
2018-08-04 12:00 | 8 | 6 | 2 | 12 | 5173 | 0.65422
2018-08-04 13:00 | 8 | 6 | 2 | 13 | 5174 | 0.60015
2018-08-04 14:00 | 8 | 6 | 2 | 14 | 5175 | 0.55876
2018-08-04 15:00 | 8 | 6 | 2 | 15 | 5176 | 0.45706
2018-08-04 16:00 | 8 | 6 | 2 | 16 | 5177 | 0.34703
2018-08-04 17:00 | 8 | 6 | 2 | 17 | 5178 | 0.20708
2018-08-04 18:00 | 8 | 6 | 2 | 18 | 5179 | 0.082384
2018-08-04 19:00 | 8 | 6 | 2 | 19 | 5180 | 0.014407
2018-08-04 20:00 | 8 | 6 | 2 | 20 | 5181 | 0
2018-08-04 21:00 | 8 | 6 | 2 | 21 | 5182 | 0
2018-08-04 22:00 | 8 | 6 | 2 | 22 | 5183 | 0
2018-08-04 23:00 | 8 | 6 | 2 | 23 | 5184 | 0
2018-08-05 | 8 | 7 | 2 | 0 | 5185 | 0
2018-08-05 01:00 | 8 | 7 | 2 | 1 | 5186 | 0
2018-08-05 02:00 | 8 | 7 | 2 | 2 | 5187 | 0
2018-08-05 03:00 | 8 | 7 | 2 | 3 | 5188 | 0
2018-08-05 04:00 | 8 | 7 | 2 | 4 | 5189 | 0
2018-08-05 05:00 | 8 | 7 | 2 | 5 | 5190 | 0.01602
2018-08-05 06:00 | 8 | 7 | 2 | 6 | 5191 | 0.087611
2018-08-05 07:00 | 8 | 7 | 2 | 7 | 5192 | 0.23272
2018-08-05 08:00 | 8 | 7 | 2 | 8 | 5193 | 0.40382
2018-08-05 09:00 | 8 | 7 | 2 | 9 | 5194 | 0.54262
2018-08-05 10:00 | 8 | 7 | 2 | 10 | 5195 | 0.65499
2018-08-05 11:00 | 8 | 7 | 2 | 11 | 5196 | 0.68755
2018-08-05 12:00 | 8 | 7 | 2 | 12 | 5197 | 0.68492
2018-08-05 13:00 | 8 | 7 | 2 | 13 | 5198 | 0.67181
2018-08-05 14:00 | 8 | 7 | 2 | 14 | 5199 | 0.60453
2018-08-05 15:00 | 8 | 7 | 2 | 15 | 5200 | 0.49869
2018-08-05 16:00 | 8 | 7 | 2 | 16 | 5201 | 0.3619
2018-08-05 17:00 | 8 | 7 | 2 | 17 | 5202 | 0.20928
2018-08-05 18:00 | 8 | 7 | 2 | 18 | 5203 | 0.076572
2018-08-05 19:00 | 8 | 7 | 2 | 19 | 5204 | 0.012649
2018-08-05 20:00 | 8 | 7 | 2 | 20 | 5205 | 0
2018-08-05 21:00 | 8 | 7 | 2 | 21 | 5206 | 0
2018-08-05 22:00 | 8 | 7 | 2 | 22 | 5207 | 0
2018-08-05 23:00 | 8 | 7 | 2 | 23 | 5208 | 0
2018-08-06 | 8 | 1 | 1 | 0 | 5209 | 0
2018-08-06 01:00 | 8 | 1 | 1 | 1 | 5210 | 0
2018-08-06 02:00 | 8 | 1 | 1 | 2 | 5211 | 0
2018-08-06 03:00 | 8 | 1 | 1 | 3 | 5212 | 0
2018-08-06 04:00 | 8 | 1 | 1 | 4 | 5213 | 0
2018-08-06 05:00 | 8 | 1 | 1 | 5 | 5214 | 0.015534
2018-08-06 06:00 | 8 | 1 | 1 | 6 | 5215 | 0.087861
2018-08-06 07:00 | 8 | 1 | 1 | 7 | 5216 | 0.2318
2018-08-06 08:00 | 8 | 1 | 1 | 8 | 5217 | 0.39487
2018-08-06 09:00 | 8 | 1 | 1 | 9 | 5218 | 0.54091
2018-08-06 10:00 | 8 | 1 | 1 | 10 | 5219 | 0.64263
2018-08-06 11:00 | 8 | 1 | 1 | 11 | 5220 | 0.68929
2018-08-06 12:00 | 8 | 1 | 1 | 12 | 5221 | 0.69833
2018-08-06 13:00 | 8 | 1 | 1 | 13 | 5222 | 0.67157
2018-08-06 14:00 | 8 | 1 | 1 | 14 | 5223 | 0.58758
2018-08-06 15:00 | 8 | 1 | 1 | 15 | 5224 | 0.47487
2018-08-06 16:00 | 8 | 1 | 1 | 16 | 5225 | 0.3456
2018-08-06 17:00 | 8 | 1 | 1 | 17 | 5226 | 0.19657
2018-08-06 18:00 | 8 | 1 | 1 | 18 | 5227 | 0.074255
2018-08-06 19:00 | 8 | 1 | 1 | 19 | 5228 | 0.011261
2018-08-06 20:00 | 8 | 1 | 1 | 20 | 5229 | 0
2018-08-06 21:00 | 8 | 1 | 1 | 21 | 5230 | 0
2018-08-06 22:00 | 8 | 1 | 1 | 22 | 5231 | 0
2018-08-06 23:00 | 8 | 1 | 1 | 23 | 5232 | 0
2018-08-07 | 8 | 2 | 1 | 0 | 5233 | 0
2018-08-07 01:00 | 8 | 2 | 1 | 1 | 5234 | 0
2018-08-07 02:00 | 8 | 2 | 1 | 2 | 5235 | 0
2018-08-07 03:00 | 8 | 2 | 1 | 3 | 5236 | 0
2018-08-07 04:00 | 8 | 2 | 1 | 4 | 5237 | 0
2018-08-07 05:00 | 8 | 2 | 1 | 5 | 5238 | 0.012024
2018-08-07 06:00 | 8 | 2 | 1 | 6 | 5239 | 0.081234
2018-08-07 07:00 | 8 | 2 | 1 | 7 | 5240 | 0.21724
2018-08-07 08:00 | 8 | 2 | 1 | 8 | 5241 | 0.37998
2018-08-07 09:00 | 8 | 2 | 1 | 9 | 5242 | 0.50732
2018-08-07 10:00 | 8 | 2 | 1 | 10 | 5243 | 0.60157
2018-08-07 11:00 | 8 | 2 | 1 | 11 | 5244 | 0.60086
2018-08-07 12:00 | 8 | 2 | 1 | 12 | 5245 | 0.58687
2018-08-07 13:00 | 8 | 2 | 1 | 13 | 5246 | 0.53877
2018-08-07 14:00 | 8 | 2 | 1 | 14 | 5247 | 0.46341
2018-08-07 15:00 | 8 | 2 | 1 | 15 | 5248 | 0.37
2018-08-07 16:00 | 8 | 2 | 1 | 16 | 5249 | 0.25478
2018-08-07 17:00 | 8 | 2 | 1 | 17 | 5250 | 0.14871
2018-08-07 18:00 | 8 | 2 | 1 | 18 | 5251 | 0.061967
2018-08-07 19:00 | 8 | 2 | 1 | 19 | 5252 | 0.0072236
2018-08-07 20:00 | 8 | 2 | 1 | 20 | 5253 | 0
2018-08-07 21:00 | 8 | 2 | 1 | 21 | 5254 | 0
2018-08-07 22:00 | 8 | 2 | 1 | 22 | 5255 | 0
2018-08-07 23:00 | 8 | 2 | 1 | 23 | 5256 | 0
2018-08-08 | 8 | 3 | 1 | 0 | 5257 | 0
2018-08-08 01:00 | 8 | 3 | 1 | 1 | 5258 | 0
2018-08-08 02:00 | 8 | 3 | 1 | 2 | 5259 | 0
2018-08-08 03:00 | 8 | 3 | 1 | 3 | 5260 | 0
2018-08-08 04:00 | 8 | 3 | 1 | 4 | 5261 | 0
2018-08-08 05:00 | 8 | 3 | 1 | 5 | 5262 | 0.0086504
2018-08-08 06:00 | 8 | 3 | 1 | 6 | 5263 | 0.070464
2018-08-08 07:00 | 8 | 3 | 1 | 7 | 5264 | 0.19494
2018-08-08 08:00 | 8 | 3 | 1 | 8 | 5265 | 0.34006
2018-08-08 09:00 | 8 | 3 | 1 | 9 | 5266 | 0.45983
2018-08-08 10:00 | 8 | 3 | 1 | 10 | 5267 | 0.54835
2018-08-08 11:00 | 8 | 3 | 1 | 11 | 5268 | 0.58764
2018-08-08 12:00 | 8 | 3 | 1 | 12 | 5269 | 0.55725
2018-08-08 13:00 | 8 | 3 | 1 | 13 | 5270 | 0.47969
2018-08-08 14:00 | 8 | 3 | 1 | 14 | 5271 | 0.40119
2018-08-08 15:00 | 8 | 3 | 1 | 15 | 5272 | 0.31014
2018-08-08 16:00 | 8 | 3 | 1 | 16 | 5273 | 0.2349
2018-08-08 17:00 | 8 | 3 | 1 | 17 | 5274 | 0.14569
2018-08-08 18:00 | 8 | 3 | 1 | 18 | 5275 | 0.061297
2018-08-08 19:00 | 8 | 3 | 1 | 19 | 5276 | 0.0065287
2018-08-08 20:00 | 8 | 3 | 1 | 20 | 5277 | 0
2018-08-08 21:00 | 8 | 3 | 1 | 21 | 5278 | 0
2018-08-08 22:00 | 8 | 3 | 1 | 22 | 5279 | 0
2018-08-08 23:00 | 8 | 3 | 1 | 23 | 5280 | 0
2018-08-09 | 8 | 4 | 1 | 0 | 5281 | 0
2018-08-09 01:00 | 8 | 4 | 1 | 1 | 5282 | 0
2018-08-09 02:00 | 8 | 4 | 1 | 2 | 5283 | 0
2018-08-09 03:00 | 8 | 4 | 1 | 3 | 5284 | 0
2018-08-09 04:00 | 8 | 4 | 1 | 4 | 5285 | 0
2018-08-09 05:00 | 8 | 4 | 1 | 5 | 5286 | 0.010992
2018-08-09 06:00 | 8 | 4 | 1 | 6 | 5287 | 0.081022
2018-08-09 07:00 | 8 | 4 | 1 | 7 | 5288 | 0.22277
2018-08-09 08:00 | 8 | 4 | 1 | 8 | 5289 | 0.37659
2018-08-09 09:00 | 8 | 4 | 1 | 9 | 5290 | 0.51942
2018-08-09 10:00 | 8 | 4 | 1 | 10 | 5291 | 0.61753
2018-08-09 11:00 | 8 | 4 | 1 | 11 | 5292 | 0.64772
2018-08-09 12:00 | 8 | 4 | 1 | 12 | 5293 | 0.61317
2018-08-09 13:00 | 8 | 4 | 1 | 13 | 5294 | 0.55196
2018-08-09 14:00 | 8 | 4 | 1 | 14 | 5295 | 0.49009
2018-08-09 15:00 | 8 | 4 | 1 | 15 | 5296 | 0.38975
2018-08-09 16:00 | 8 | 4 | 1 | 16 | 5297 | 0.28697
2018-08-09 17:00 | 8 | 4 | 1 | 17 | 5298 | 0.17106
2018-08-09 18:00 | 8 | 4 | 1 | 18 | 5299 | 0.063918
2018-08-09 19:00 | 8 | 4 | 1 | 19 | 5300 | 0.0072282
2018-08-09 20:00 | 8 | 4 | 1 | 20 | 5301 | 0
2018-08-09 21:00 | 8 | 4 | 1 | 21 | 5302 | 0
2018-08-09 22:00 | 8 | 4 | 1 | 22 | 5303 | 0
2018-08-09 23:00 | 8 | 4 | 1 | 23 | 5304 | 0
2018-08-10 | 8 | 5 | 1 | 0 | 5305 | 0
2018-08-10 01:00 | 8 | 5 | 1 | 1 | 5306 | 0
2018-08-10 02:00 | 8 | 5 | 1 | 2 | 5307 | 0
2018-08-10 03:00 | 8 | 5 | 1 | 3 | 5308 | 0
2018-08-10 04:00 | 8 | 5 | 1 | 4 | 5309 | 0
2018-08-10 05:00 | 8 | 5 | 1 | 5 | 5310 | 0.0080605
2018-08-10 06:00 | 8 | 5 | 1 | 6 | 5311 | 0.070487
2018-08-10 07:00 | 8 | 5 | 1 | 7 | 5312 | 0.19726
2018-08-10 08:00 | 8 | 5 | 1 | 8 | 5313 | 0.32893
2018-08-10 09:00 | 8 | 5 | 1 | 9 | 5314 | 0.47304
2018-08-10 10:00 | 8 | 5 | 1 | 10 | 5315 | 0.5767
2018-08-10 11:00 | 8 | 5 | 1 | 11 | 5316 | 0.60628
2018-08-10 12:00 | 8 | 5 | 1 | 12 | 5317 | 0.56575
2018-08-10 13:00 | 8 | 5 | 1 | 13 | 5318 | 0.5523
2018-08-10 14:00 | 8 | 5 | 1 | 14 | 5319 | 0.50316
2018-08-10 15:00 | 8 | 5 | 1 | 15 | 5320 | 0.39121
2018-08-10 16:00 | 8 | 5 | 1 | 16 | 5321 | 0.28352
2018-08-10 17:00 | 8 | 5 | 1 | 17 | 5322 | 0.16583
2018-08-10 18:00 | 8 | 5 | 1 | 18 | 5323 | 0.061394
2018-08-10 19:00 | 8 | 5 | 1 | 19 | 5324 | 0.0066812
2018-08-10 20:00 | 8 | 5 | 1 | 20 | 5325 | 0
2018-08-10 21:00 | 8 | 5 | 1 | 21 | 5326 | 0
2018-08-10 22:00 | 8 | 5 | 1 | 22 | 5327 | 0
2018-08-10 23:00 | 8 | 5 | 1 | 23 | 5328 | 0
2018-08-11 | 8 | 6 | 2 | 0 | 5329 | 0
2018-08-11 01:00 | 8 | 6 | 2 | 1 | 5330 | 0
2018-08-11 02:00 | 8 | 6 | 2 | 2 | 5331 | 0
2018-08-11 03:00 | 8 | 6 | 2 | 3 | 5332 | 0
2018-08-11 04:00 | 8 | 6 | 2 | 4 | 5333 | 0
2018-08-11 05:00 | 8 | 6 | 2 | 5 | 5334 | 0.0092105
2018-08-11 06:00 | 8 | 6 | 2 | 6 | 5335 | 0.072465
2018-08-11 07:00 | 8 | 6 | 2 | 7 | 5336 | 0.20086
2018-08-11 08:00 | 8 | 6 | 2 | 8 | 5337 | 0.35915
2018-08-11 09:00 | 8 | 6 | 2 | 9 | 5338 | 0.49799
2018-08-11 10:00 | 8 | 6 | 2 | 10 | 5339 | 0.61028
2018-08-11 11:00 | 8 | 6 | 2 | 11 | 5340 | 0.65162
2018-08-11 12:00 | 8 | 6 | 2 | 12 | 5341 | 0.6936
2018-08-11 13:00 | 8 | 6 | 2 | 13 | 5342 | 0.68027
2018-08-11 14:00 | 8 | 6 | 2 | 14 | 5343 | 0.61398
2018-08-11 15:00 | 8 | 6 | 2 | 15 | 5344 | 0.49582
2018-08-11 16:00 | 8 | 6 | 2 | 16 | 5345 | 0.37199
2018-08-11 17:00 | 8 | 6 | 2 | 17 | 5346 | 0.2088
2018-08-11 18:00 | 8 | 6 | 2 | 18 | 5347 | 0.071097
2018-08-11 19:00 | 8 | 6 | 2 | 19 | 5348 | 0.0087953
2018-08-11 20:00 | 8 | 6 | 2 | 20 | 5349 | 0
2018-08-11 21:00 | 8 | 6 | 2 | 21 | 5350 | 0
2018-08-11 22:00 | 8 | 6 | 2 | 22 | 5351 | 0
2018-08-11 23:00 | 8 | 6 | 2 | 23 | 5352 | 0
2018-08-12 | 8 | 7 | 2 | 0 | 5353 | 0
2018-08-12 01:00 | 8 | 7 | 2 | 1 | 5354 | 0
2018-08-12 02:00 | 8 | 7 | 2 | 2 | 5355 | 0
2018-08-12 03:00 | 8 | 7 | 2 | 3 | 5356 | 0
2018-08-12 04:00 | 8 | 7 | 2 | 4 | 5357 | 0
2018-08-12 05:00 | 8 | 7 | 2 | 5 | 5358 | 0.0072285
2018-08-12 06:00 | 8 | 7 | 2 | 6 | 5359 | 0.06612
2018-08-12 07:00 | 8 | 7 | 2 | 7 | 5360 | 0.18004
2018-08-12 08:00 | 8 | 7 | 2 | 8 | 5361 | 0.31624
2018-08-12 09:00 | 8 | 7 | 2 | 9 | 5362 | 0.42694
2018-08-12 10:00 | 8 | 7 | 2 | 10 | 5363 | 0.49796
2018-08-12 11:00 | 8 | 7 | 2 | 11 | 5364 | 0.52588
2018-08-12 12:00 | 8 | 7 | 2 | 12 | 5365 | 0.52016
2018-08-12 13:00 | 8 | 7 | 2 | 13 | 5366 | 0.47553
2018-08-12 14:00 | 8 | 7 | 2 | 14 | 5367 | 0.40512
2018-08-12 15:00 | 8 | 7 | 2 | 15 | 5368 | 0.33082
2018-08-12 16:00 | 8 | 7 | 2 | 16 | 5369 | 0.27399
2018-08-12 17:00 | 8 | 7 | 2 | 17 | 5370 | 0.16058
2018-08-12 18:00 | 8 | 7 | 2 | 18 | 5371 | 0.058129
2018-08-12 19:00 | 8 | 7 | 2 | 19 | 5372 | 0.0047574
2018-08-12 20:00 | 8 | 7 | 2 | 20 | 5373 | 0
2018-08-12 21:00 | 8 | 7 | 2 | 21 | 5374 | 0
2018-08-12 22:00 | 8 | 7 | 2 | 22 | 5375 | 0
2018-08-12 23:00 | 8 | 7 | 2 | 23 | 5376 | 0
2018-08-13 | 8 | 1 | 1 | 0 | 5377 | 0
2018-08-13 01:00 | 8 | 1 | 1 | 1 | 5378 | 0
2018-08-13 02:00 | 8 | 1 | 1 | 2 | 5379 | 0
2018-08-13 03:00 | 8 | 1 | 1 | 3 | 5380 | 0
2018-08-13 04:00 | 8 | 1 | 1 | 4 | 5381 | 0
2018-08-13 05:00 | 8 | 1 | 1 | 5 | 5382 | 0.0071931
2018-08-13 06:00 | 8 | 1 | 1 | 6 | 5383 | 0.07139
2018-08-13 07:00 | 8 | 1 | 1 | 7 | 5384 | 0.19809
2018-08-13 08:00 | 8 | 1 | 1 | 8 | 5385 | 0.34959
2018-08-13 09:00 | 8 | 1 | 1 | 9 | 5386 | 0.4721
2018-08-13 10:00 | 8 | 1 | 1 | 10 | 5387 | 0.56085
2018-08-13 11:00 | 8 | 1 | 1 | 11 | 5388 | 0.59645
2018-08-13 12:00 | 8 | 1 | 1 | 12 | 5389 | 0.61562
2018-08-13 13:00 | 8 | 1 | 1 | 13 | 5390 | 0.61749
2018-08-13 14:00 | 8 | 1 | 1 | 14 | 5391 | 0.5615
2018-08-13 15:00 | 8 | 1 | 1 | 15 | 5392 | 0.45806
2018-08-13 16:00 | 8 | 1 | 1 | 16 | 5393 | 0.33973
2018-08-13 17:00 | 8 | 1 | 1 | 17 | 5394 | 0.19302
2018-08-13 18:00 | 8 | 1 | 1 | 18 | 5395 | 0.068275
2018-08-13 19:00 | 8 | 1 | 1 | 19 | 5396 | 0.0070557
2018-08-13 20:00 | 8 | 1 | 1 | 20 | 5397 | 0
2018-08-13 21:00 | 8 | 1 | 1 | 21 | 5398 | 0
2018-08-13 22:00 | 8 | 1 | 1 | 22 | 5399 | 0
2018-08-13 23:00 | 8 | 1 | 1 | 23 | 5400 | 0
2018-08-14 | 8 | 2 | 1 | 0 | 5401 | 0
2018-08-14 01:00 | 8 | 2 | 1 | 1 | 5402 | 0
2018-08-14 02:00 | 8 | 2 | 1 | 2 | 5403 | 0
2018-08-14 03:00 | 8 | 2 | 1 | 3 | 5404 | 0
2018-08-14 04:00 | 8 | 2 | 1 | 4 | 5405 | 0
2018-08-14 05:00 | 8 | 2 | 1 | 5 | 5406 | 0.0066553
2018-08-14 06:00 | 8 | 2 | 1 | 6 | 5407 | 0.072687
2018-08-14 07:00 | 8 | 2 | 1 | 7 | 5408 | 0.21227
2018-08-14 08:00 | 8 | 2 | 1 | 8 | 5409 | 0.3789
2018-08-14 09:00 | 8 | 2 | 1 | 9 | 5410 | 0.5121
2018-08-14 10:00 | 8 | 2 | 1 | 10 | 5411 | 0.60708
2018-08-14 11:00 | 8 | 2 | 1 | 11 | 5412 | 0.64655
2018-08-14 12:00 | 8 | 2 | 1 | 12 | 5413 | 0.6682
2018-08-14 13:00 | 8 | 2 | 1 | 13 | 5414 | 0.63991
2018-08-14 14:00 | 8 | 2 | 1 | 14 | 5415 | 0.55871
2018-08-14 15:00 | 8 | 2 | 1 | 15 | 5416 | 0.45499
2018-08-14 16:00 | 8 | 2 | 1 | 16 | 5417 | 0.3374
2018-08-14 17:00 | 8 | 2 | 1 | 17 | 5418 | 0.19155
2018-08-14 18:00 | 8 | 2 | 1 | 18 | 5419 | 0.063953
2018-08-14 19:00 | 8 | 2 | 1 | 19 | 5420 | 0.0058203
2018-08-14 20:00 | 8 | 2 | 1 | 20 | 5421 | 0
2018-08-14 21:00 | 8 | 2 | 1 | 21 | 5422 | 0
2018-08-14 22:00 | 8 | 2 | 1 | 22 | 5423 | 0
2018-08-14 23:00 | 8 | 2 | 1 | 23 | 5424 | 0
2018-08-15 | 8 | 3 | 1 | 0 | 5425 | 0
2018-08-15 01:00 | 8 | 3 | 1 | 1 | 5426 | 0
2018-08-15 02:00 | 8 | 3 | 1 | 2 | 5427 | 0
2018-08-15 03:00 | 8 | 3 | 1 | 3 | 5428 | 0
2018-08-15 04:00 | 8 | 3 | 1 | 4 | 5429 | 0
2018-08-15 05:00 | 8 | 3 | 1 | 5 | 5430 | 0.0047586
2018-08-15 06:00 | 8 | 3 | 1 | 6 | 5431 | 0.066543
2018-08-15 07:00 | 8 | 3 | 1 | 7 | 5432 | 0.19043
2018-08-15 08:00 | 8 | 3 | 1 | 8 | 5433 | 0.34918
2018-08-15 09:00 | 8 | 3 | 1 | 9 | 5434 | 0.48178
2018-08-15 10:00 | 8 | 3 | 1 | 10 | 5435 | 0.58113
2018-08-15 11:00 | 8 | 3 | 1 | 11 | 5436 | 0.62432
2018-08-15 12:00 | 8 | 3 | 1 | 12 | 5437 | 0.62499
2018-08-15 13:00 | 8 | 3 | 1 | 13 | 5438 | 0.58456
2018-08-15 14:00 | 8 | 3 | 1 | 14 | 5439 | 0.52505
2018-08-15 15:00 | 8 | 3 | 1 | 15 | 5440 | 0.42883
2018-08-15 16:00 | 8 | 3 | 1 | 16 | 5441 | 0.30751
2018-08-15 17:00 | 8 | 3 | 1 | 17 | 5442 | 0.16825
2018-08-15 18:00 | 8 | 3 | 1 | 18 | 5443 | 0.057103
2018-08-15 19:00 | 8 | 3 | 1 | 19 | 5444 | 0.0043942
2018-08-15 20:00 | 8 | 3 | 1 | 20 | 5445 | 0
2018-08-15 21:00 | 8 | 3 | 1 | 21 | 5446 | 0
2018-08-15 22:00 | 8 | 3 | 1 | 22 | 5447 | 0
2018-08-15 23:00 | 8 | 3 | 1 | 23 | 5448 | 0
2018-08-16 | 8 | 4 | 1 | 0 | 5449 | 0
2018-08-16 01:00 | 8 | 4 | 1 | 1 | 5450 | 0
2018-08-16 02:00 | 8 | 4 | 1 | 2 | 5451 | 0
2018-08-16 03:00 | 8 | 4 | 1 | 3 | 5452 | 0
2018-08-16 04:00 | 8 | 4 | 1 | 4 | 5453 | 0
2018-08-16 05:00 | 8 | 4 | 1 | 5 | 5454 | 0.0047048
2018-08-16 06:00 | 8 | 4 | 1 | 6 | 5455 | 0.066372
2018-08-16 07:00 | 8 | 4 | 1 | 7 | 5456 | 0.20087
2018-08-16 08:00 | 8 | 4 | 1 | 8 | 5457 | 0.35664
2018-08-16 09:00 | 8 | 4 | 1 | 9 | 5458 | 0.50231
2018-08-16 10:00 | 8 | 4 | 1 | 10 | 5459 | 0.58357
2018-08-16 11:00 | 8 | 4 | 1 | 11 | 5460 | 0.63345
2018-08-16 12:00 | 8 | 4 | 1 | 12 | 5461 | 0.58693
2018-08-16 13:00 | 8 | 4 | 1 | 13 | 5462 | 0.56341
2018-08-16 14:00 | 8 | 4 | 1 | 14 | 5463 | 0.48933
2018-08-16 15:00 | 8 | 4 | 1 | 15 | 5464 | 0.40571
2018-08-16 16:00 | 8 | 4 | 1 | 16 | 5465 | 0.2949
2018-08-16 17:00 | 8 | 4 | 1 | 17 | 5466 | 0.15934
2018-08-16 18:00 | 8 | 4 | 1 | 18 | 5467 | 0.053522
2018-08-16 19:00 | 8 | 4 | 1 | 19 | 5468 | 0.003159
2018-08-16 20:00 | 8 | 4 | 1 | 20 | 5469 | 0
2018-08-16 21:00 | 8 | 4 | 1 | 21 | 5470 | 0
2018-08-16 22:00 | 8 | 4 | 1 | 22 | 5471 | 0
2018-08-16 23:00 | 8 | 4 | 1 | 23 | 5472 | 0
2018-08-17 | 8 | 5 | 1 | 0 | 5473 | 0
2018-08-17 01:00 | 8 | 5 | 1 | 1 | 5474 | 0
2018-08-17 02:00 | 8 | 5 | 1 | 2 | 5475 | 0
2018-08-17 03:00 | 8 | 5 | 1 | 3 | 5476 | 0
2018-08-17 04:00 | 8 | 5 | 1 | 4 | 5477 | 0
2018-08-17 05:00 | 8 | 5 | 1 | 5 | 5478 | 0.0037139
2018-08-17 06:00 | 8 | 5 | 1 | 6 | 5479 | 0.057985
2018-08-17 07:00 | 8 | 5 | 1 | 7 | 5480 | 0.16343
2018-08-17 08:00 | 8 | 5 | 1 | 8 | 5481 | 0.29471
2018-08-17 09:00 | 8 | 5 | 1 | 9 | 5482 | 0.40748
2018-08-17 10:00 | 8 | 5 | 1 | 10 | 5483 | 0.49729
2018-08-17 11:00 | 8 | 5 | 1 | 11 | 5484 | 0.51244
2018-08-17 12:00 | 8 | 5 | 1 | 12 | 5485 | 0.50044
2018-08-17 13:00 | 8 | 5 | 1 | 13 | 5486 | 0.48782
2018-08-17 14:00 | 8 | 5 | 1 | 14 | 5487 | 0.4484
2018-08-17 15:00 | 8 | 5 | 1 | 15 | 5488 | 0.35946
2018-08-17 16:00 | 8 | 5 | 1 | 16 | 5489 | 0.25799
2018-08-17 17:00 | 8 | 5 | 1 | 17 | 5490 | 0.14633
2018-08-17 18:00 | 8 | 5 | 1 | 18 | 5491 | 0.048648
2018-08-17 19:00 | 8 | 5 | 1 | 19 | 5492 | 0.0024706
2018-08-17 20:00 | 8 | 5 | 1 | 20 | 5493 | 0
2018-08-17 21:00 | 8 | 5 | 1 | 21 | 5494 | 0
2018-08-17 22:00 | 8 | 5 | 1 | 22 | 5495 | 0
2018-08-17 23:00 | 8 | 5 | 1 | 23 | 5496 | 0
2018-08-18 | 8 | 6 | 2 | 0 | 5497 | 0
2018-08-18 01:00 | 8 | 6 | 2 | 1 | 5498 | 0
2018-08-18 02:00 | 8 | 6 | 2 | 2 | 5499 | 0
2018-08-18 03:00 | 8 | 6 | 2 | 3 | 5500 | 0
2018-08-18 04:00 | 8 | 6 | 2 | 4 | 5501 | 0
2018-08-18 05:00 | 8 | 6 | 2 | 5 | 5502 | 0.0036851
2018-08-18 06:00 | 8 | 6 | 2 | 6 | 5503 | 0.06127
2018-08-18 07:00 | 8 | 6 | 2 | 7 | 5504 | 0.18587
2018-08-18 08:00 | 8 | 6 | 2 | 8 | 5505 | 0.3293
2018-08-18 09:00 | 8 | 6 | 2 | 9 | 5506 | 0.44532
2018-08-18 10:00 | 8 | 6 | 2 | 10 | 5507 | 0.52691
2018-08-18 11:00 | 8 | 6 | 2 | 11 | 5508 | 0.56021
2018-08-18 12:00 | 8 | 6 | 2 | 12 | 5509 | 0.58451
2018-08-18 13:00 | 8 | 6 | 2 | 13 | 5510 | 0.56431
2018-08-18 14:00 | 8 | 6 | 2 | 14 | 5511 | 0.51813
2018-08-18 15:00 | 8 | 6 | 2 | 15 | 5512 | 0.44678
2018-08-18 16:00 | 8 | 6 | 2 | 16 | 5513 | 0.3279
2018-08-18 17:00 | 8 | 6 | 2 | 17 | 5514 | 0.18034
2018-08-18 18:00 | 8 | 6 | 2 | 18 | 5515 | 0.059191
2018-08-18 19:00 | 8 | 6 | 2 | 19 | 5516 | 0.0042284
2018-08-18 20:00 | 8 | 6 | 2 | 20 | 5517 | 0
2018-08-18 21:00 | 8 | 6 | 2 | 21 | 5518 | 0
2018-08-18 22:00 | 8 | 6 | 2 | 22 | 5519 | 0
2018-08-18 23:00 | 8 | 6 | 2 | 23 | 5520 | 0
2018-08-19 | 8 | 7 | 2 | 0 | 5521 | 0
2018-08-19 01:00 | 8 | 7 | 2 | 1 | 5522 | 0
2018-08-19 02:00 | 8 | 7 | 2 | 2 | 5523 | 0
2018-08-19 03:00 | 8 | 7 | 2 | 3 | 5524 | 0
2018-08-19 04:00 | 8 | 7 | 2 | 4 | 5525 | 0
2018-08-19 05:00 | 8 | 7 | 2 | 5 | 5526 | 0.004333
2018-08-19 06:00 | 8 | 7 | 2 | 6 | 5527 | 0.068139
2018-08-19 07:00 | 8 | 7 | 2 | 7 | 5528 | 0.21137
2018-08-19 08:00 | 8 | 7 | 2 | 8 | 5529 | 0.3843
2018-08-19 09:00 | 8 | 7 | 2 | 9 | 5530 | 0.53619
2018-08-19 10:00 | 8 | 7 | 2 | 10 | 5531 | 0.63565
2018-08-19 11:00 | 8 | 7 | 2 | 11 | 5532 | 0.68354
2018-08-19 12:00 | 8 | 7 | 2 | 12 | 5533 | 0.67067
2018-08-19 13:00 | 8 | 7 | 2 | 13 | 5534 | 0.62222
2018-08-19 14:00 | 8 | 7 | 2 | 14 | 5535 | 0.54464
2018-08-19 15:00 | 8 | 7 | 2 | 15 | 5536 | 0.45577
2018-08-19 16:00 | 8 | 7 | 2 | 16 | 5537 | 0.31618
2018-08-19 17:00 | 8 | 7 | 2 | 17 | 5538 | 0.17366
2018-08-19 18:00 | 8 | 7 | 2 | 18 | 5539 | 0.052277
2018-08-19 19:00 | 8 | 7 | 2 | 19 | 5540 | 0.0028273
2018-08-19 20:00 | 8 | 7 | 2 | 20 | 5541 | 0
2018-08-19 21:00 | 8 | 7 | 2 | 21 | 5542 | 0
2018-08-19 22:00 | 8 | 7 | 2 | 22 | 5543 | 0
2018-08-19 23:00 | 8 | 7 | 2 | 23 | 5544 | 0
2018-08-20 | 8 | 1 | 1 | 0 | 5545 | 0
2018-08-20 01:00 | 8 | 1 | 1 | 1 | 5546 | 0
2018-08-20 02:00 | 8 | 1 | 1 | 2 | 5547 | 0
2018-08-20 03:00 | 8 | 1 | 1 | 3 | 5548 | 0
2018-08-20 04:00 | 8 | 1 | 1 | 4 | 5549 | 0
2018-08-20 05:00 | 8 | 1 | 1 | 5 | 5550 | 0.0047165
2018-08-20 06:00 | 8 | 1 | 1 | 6 | 5551 | 0.070772
2018-08-20 07:00 | 8 | 1 | 1 | 7 | 5552 | 0.21465
2018-08-20 08:00 | 8 | 1 | 1 | 8 | 5553 | 0.37874
2018-08-20 09:00 | 8 | 1 | 1 | 9 | 5554 | 0.52509
2018-08-20 10:00 | 8 | 1 | 1 | 10 | 5555 | 0.61978
2018-08-20 11:00 | 8 | 1 | 1 | 11 | 5556 | 0.64257
2018-08-20 12:00 | 8 | 1 | 1 | 12 | 5557 | 0.63949
2018-08-20 13:00 | 8 | 1 | 1 | 13 | 5558 | 0.62777
2018-08-20 14:00 | 8 | 1 | 1 | 14 | 5559 | 0.53711
2018-08-20 15:00 | 8 | 1 | 1 | 15 | 5560 | 0.44128
2018-08-20 16:00 | 8 | 1 | 1 | 16 | 5561 | 0.31073
2018-08-20 17:00 | 8 | 1 | 1 | 17 | 5562 | 0.17404
2018-08-20 18:00 | 8 | 1 | 1 | 18 | 5563 | 0.050616
2018-08-20 19:00 | 8 | 1 | 1 | 19 | 5564 | 0.0023048
2018-08-20 20:00 | 8 | 1 | 1 | 20 | 5565 | 0
2018-08-20 21:00 | 8 | 1 | 1 | 21 | 5566 | 0
2018-08-20 22:00 | 8 | 1 | 1 | 22 | 5567 | 0
2018-08-20 23:00 | 8 | 1 | 1 | 23 | 5568 | 0
2018-08-21 | 8 | 2 | 1 | 0 | 5569 | 0
2018-08-21 01:00 | 8 | 2 | 1 | 1 | 5570 | 0
2018-08-21 02:00 | 8 | 2 | 1 | 2 | 5571 | 0
2018-08-21 03:00 | 8 | 2 | 1 | 3 | 5572 | 0
2018-08-21 04:00 | 8 | 2 | 1 | 4 | 5573 | 0
2018-08-21 05:00 | 8 | 2 | 1 | 5 | 5574 | 0.003858
2018-08-21 06:00 | 8 | 2 | 1 | 6 | 5575 | 0.065197
2018-08-21 07:00 | 8 | 2 | 1 | 7 | 5576 | 0.19938
2018-08-21 08:00 | 8 | 2 | 1 | 8 | 5577 | 0.34862
2018-08-21 09:00 | 8 | 2 | 1 | 9 | 5578 | 0.4833
2018-08-21 10:00 | 8 | 2 | 1 | 10 | 5579 | 0.57428
2018-08-21 11:00 | 8 | 2 | 1 | 11 | 5580 | 0.62288
2018-08-21 12:00 | 8 | 2 | 1 | 12 | 5581 | 0.6313
2018-08-21 13:00 | 8 | 2 | 1 | 13 | 5582 | 0.58332
2018-08-21 14:00 | 8 | 2 | 1 | 14 | 5583 | 0.51764
2018-08-21 15:00 | 8 | 2 | 1 | 15 | 5584 | 0.41367
2018-08-21 16:00 | 8 | 2 | 1 | 16 | 5585 | 0.30404
2018-08-21 17:00 | 8 | 2 | 1 | 17 | 5586 | 0.15882
2018-08-21 18:00 | 8 | 2 | 1 | 18 | 5587 | 0.048145
2018-08-21 19:00 | 8 | 2 | 1 | 19 | 5588 | 0.0019484
2018-08-21 20:00 | 8 | 2 | 1 | 20 | 5589 | 0
2018-08-21 21:00 | 8 | 2 | 1 | 21 | 5590 | 0
2018-08-21 22:00 | 8 | 2 | 1 | 22 | 5591 | 0
2018-08-21 23:00 | 8 | 2 | 1 | 23 | 5592 | 0
2018-08-22 | 8 | 3 | 1 | 0 | 5593 | 0
2018-08-22 01:00 | 8 | 3 | 1 | 1 | 5594 | 0
2018-08-22 02:00 | 8 | 3 | 1 | 2 | 5595 | 0
2018-08-22 03:00 | 8 | 3 | 1 | 3 | 5596 | 0
2018-08-22 04:00 | 8 | 3 | 1 | 4 | 5597 | 0
2018-08-22 05:00 | 8 | 3 | 1 | 5 | 5598 | 0.0037189
2018-08-22 06:00 | 8 | 3 | 1 | 6 | 5599 | 0.060787
2018-08-22 07:00 | 8 | 3 | 1 | 7 | 5600 | 0.19048
2018-08-22 08:00 | 8 | 3 | 1 | 8 | 5601 | 0.35341
2018-08-22 09:00 | 8 | 3 | 1 | 9 | 5602 | 0.5004
2018-08-22 10:00 | 8 | 3 | 1 | 10 | 5603 | 0.61908
2018-08-22 11:00 | 8 | 3 | 1 | 11 | 5604 | 0.65951
2018-08-22 12:00 | 8 | 3 | 1 | 12 | 5605 | 0.65687
2018-08-22 13:00 | 8 | 3 | 1 | 13 | 5606 | 0.62072
2018-08-22 14:00 | 8 | 3 | 1 | 14 | 5607 | 0.49858
2018-08-22 15:00 | 8 | 3 | 1 | 15 | 5608 | 0.40133
2018-08-22 16:00 | 8 | 3 | 1 | 16 | 5609 | 0.26616
2018-08-22 17:00 | 8 | 3 | 1 | 17 | 5610 | 0.13825
2018-08-22 18:00 | 8 | 3 | 1 | 18 | 5611 | 0.040249
2018-08-22 19:00 | 8 | 3 | 1 | 19 | 5612 | 0.00071296
2018-08-22 20:00 | 8 | 3 | 1 | 20 | 5613 | 0
2018-08-22 21:00 | 8 | 3 | 1 | 21 | 5614 | 0
2018-08-22 22:00 | 8 | 3 | 1 | 22 | 5615 | 0
2018-08-22 23:00 | 8 | 3 | 1 | 23 | 5616 | 0
2018-08-23 | 8 | 4 | 1 | 0 | 5617 | 0
2018-08-23 01:00 | 8 | 4 | 1 | 1 | 5618 | 0
2018-08-23 02:00 | 8 | 4 | 1 | 2 | 5619 | 0
2018-08-23 03:00 | 8 | 4 | 1 | 3 | 5620 | 0
2018-08-23 04:00 | 8 | 4 | 1 | 4 | 5621 | 0
2018-08-23 05:00 | 8 | 4 | 1 | 5 | 5622 | 0.0021047
2018-08-23 06:00 | 8 | 4 | 1 | 6 | 5623 | 0.053906
2018-08-23 07:00 | 8 | 4 | 1 | 7 | 5624 | 0.17328
2018-08-23 08:00 | 8 | 4 | 1 | 8 | 5625 | 0.34576
2018-08-23 09:00 | 8 | 4 | 1 | 9 | 5626 | 0.47801
2018-08-23 10:00 | 8 | 4 | 1 | 10 | 5627 | 0.59227
2018-08-23 11:00 | 8 | 4 | 1 | 11 | 5628 | 0.61349
2018-08-23 12:00 | 8 | 4 | 1 | 12 | 5629 | 0.60108
2018-08-23 13:00 | 8 | 4 | 1 | 13 | 5630 | 0.54665
2018-08-23 14:00 | 8 | 4 | 1 | 14 | 5631 | 0.43494
2018-08-23 15:00 | 8 | 4 | 1 | 15 | 5632 | 0.36935
2018-08-23 16:00 | 8 | 4 | 1 | 16 | 5633 | 0.2658
2018-08-23 17:00 | 8 | 4 | 1 | 17 | 5634 | 0.13872
2018-08-23 18:00 | 8 | 4 | 1 | 18 | 5635 | 0.037452
2018-08-23 19:00 | 8 | 4 | 1 | 19 | 5636 | 0.00071296
2018-08-23 20:00 | 8 | 4 | 1 | 20 | 5637 | 0
2018-08-23 21:00 | 8 | 4 | 1 | 21 | 5638 | 0
2018-08-23 22:00 | 8 | 4 | 1 | 22 | 5639 | 0
2018-08-23 23:00 | 8 | 4 | 1 | 23 | 5640 | 0
2018-08-24 | 8 | 5 | 1 | 0 | 5641 | 0
2018-08-24 01:00 | 8 | 5 | 1 | 1 | 5642 | 0
2018-08-24 02:00 | 8 | 5 | 1 | 2 | 5643 | 0
2018-08-24 03:00 | 8 | 5 | 1 | 3 | 5644 | 0
2018-08-24 04:00 | 8 | 5 | 1 | 4 | 5645 | 0
2018-08-24 05:00 | 8 | 5 | 1 | 5 | 5646 | 0.0020778
2018-08-24 06:00 | 8 | 5 | 1 | 6 | 5647 | 0.053485
2018-08-24 07:00 | 8 | 5 | 1 | 7 | 5648 | 0.18067
2018-08-24 08:00 | 8 | 5 | 1 | 8 | 5649 | 0.33998
2018-08-24 09:00 | 8 | 5 | 1 | 9 | 5650 | 0.46352
2018-08-24 10:00 | 8 | 5 | 1 | 10 | 5651 | 0.53676
2018-08-24 11:00 | 8 | 5 | 1 | 11 | 5652 | 0.58599
2018-08-24 12:00 | 8 | 5 | 1 | 12 | 5653 | 0.60272
2018-08-24 13:00 | 8 | 5 | 1 | 13 | 5654 | 0.57735
2018-08-24 14:00 | 8 | 5 | 1 | 14 | 5655 | 0.5318
2018-08-24 15:00 | 8 | 5 | 1 | 15 | 5656 | 0.41632
2018-08-24 16:00 | 8 | 5 | 1 | 16 | 5657 | 0.28632
2018-08-24 17:00 | 8 | 5 | 1 | 17 | 5658 | 0.14814
2018-08-24 18:00 | 8 | 5 | 1 | 18 | 5659 | 0.039674
2018-08-24 19:00 | 8 | 5 | 1 | 19 | 5660 | 0.00071296
2018-08-24 20:00 | 8 | 5 | 1 | 20 | 5661 | 0
2018-08-24 21:00 | 8 | 5 | 1 | 21 | 5662 | 0
2018-08-24 22:00 | 8 | 5 | 1 | 22 | 5663 | 0
2018-08-24 23:00 | 8 | 5 | 1 | 23 | 5664 | 0
2018-08-25 | 8 | 6 | 2 | 0 | 5665 | 0
2018-08-25 01:00 | 8 | 6 | 2 | 1 | 5666 | 0
2018-08-25 02:00 | 8 | 6 | 2 | 2 | 5667 | 0
2018-08-25 03:00 | 8 | 6 | 2 | 3 | 5668 | 0
2018-08-25 04:00 | 8 | 6 | 2 | 4 | 5669 | 0
2018-08-25 05:00 | 8 | 6 | 2 | 5 | 5670 | 0.0029789
2018-08-25 06:00 | 8 | 6 | 2 | 6 | 5671 | 0.054801
2018-08-25 07:00 | 8 | 6 | 2 | 7 | 5672 | 0.17209
2018-08-25 08:00 | 8 | 6 | 2 | 8 | 5673 | 0.30908
2018-08-25 09:00 | 8 | 6 | 2 | 9 | 5674 | 0.42487
2018-08-25 10:00 | 8 | 6 | 2 | 10 | 5675 | 0.52345
2018-08-25 11:00 | 8 | 6 | 2 | 11 | 5676 | 0.56163
2018-08-25 12:00 | 8 | 6 | 2 | 12 | 5677 | 0.57418
2018-08-25 13:00 | 8 | 6 | 2 | 13 | 5678 | 0.54621
2018-08-25 14:00 | 8 | 6 | 2 | 14 | 5679 | 0.47992
2018-08-25 15:00 | 8 | 6 | 2 | 15 | 5680 | 0.39781
2018-08-25 16:00 | 8 | 6 | 2 | 16 | 5681 | 0.28541
2018-08-25 17:00 | 8 | 6 | 2 | 17 | 5682 | 0.15552
2018-08-25 18:00 | 8 | 6 | 2 | 18 | 5683 | 0.038094
2018-08-25 19:00 | 8 | 6 | 2 | 19 | 5684 | 0.00035648
2018-08-25 20:00 | 8 | 6 | 2 | 20 | 5685 | 0
2018-08-25 21:00 | 8 | 6 | 2 | 21 | 5686 | 0
2018-08-25 22:00 | 8 | 6 | 2 | 22 | 5687 | 0
2018-08-25 23:00 | 8 | 6 | 2 | 23 | 5688 | 0
2018-08-26 | 8 | 7 | 2 | 0 | 5689 | 0
2018-08-26 01:00 | 8 | 7 | 2 | 1 | 5690 | 0
2018-08-26 02:00 | 8 | 7 | 2 | 2 | 5691 | 0
2018-08-26 03:00 | 8 | 7 | 2 | 3 | 5692 | 0
2018-08-26 04:00 | 8 | 7 | 2 | 4 | 5693 | 0
2018-08-26 05:00 | 8 | 7 | 2 | 5 | 5694 | 0.0026003
2018-08-26 06:00 | 8 | 7 | 2 | 6 | 5695 | 0.059522
2018-08-26 07:00 | 8 | 7 | 2 | 7 | 5696 | 0.19589
2018-08-26 08:00 | 8 | 7 | 2 | 8 | 5697 | 0.37119
2018-08-26 09:00 | 8 | 7 | 2 | 9 | 5698 | 0.52677
2018-08-26 10:00 | 8 | 7 | 2 | 10 | 5699 | 0.644
2018-08-26 11:00 | 8 | 7 | 2 | 11 | 5700 | 0.68696
2018-08-26 12:00 | 8 | 7 | 2 | 12 | 5701 | 0.71615
2018-08-26 13:00 | 8 | 7 | 2 | 13 | 5702 | 0.69275
2018-08-26 14:00 | 8 | 7 | 2 | 14 | 5703 | 0.61731
2018-08-26 15:00 | 8 | 7 | 2 | 15 | 5704 | 0.49629
2018-08-26 16:00 | 8 | 7 | 2 | 16 | 5705 | 0.34153
2018-08-26 17:00 | 8 | 7 | 2 | 17 | 5706 | 0.17144
2018-08-26 18:00 | 8 | 7 | 2 | 18 | 5707 | 0.039154
2018-08-26 19:00 | 8 | 7 | 2 | 19 | 5708 | 0.00035648
2018-08-26 20:00 | 8 | 7 | 2 | 20 | 5709 | 0
2018-08-26 21:00 | 8 | 7 | 2 | 21 | 5710 | 0
2018-08-26 22:00 | 8 | 7 | 2 | 22 | 5711 | 0
2018-08-26 23:00 | 8 | 7 | 2 | 23 | 5712 | 0
2018-08-27 | 8 | 1 | 1 | 0 | 5713 | 0
2018-08-27 01:00 | 8 | 1 | 1 | 1 | 5714 | 0
2018-08-27 02:00 | 8 | 1 | 1 | 2 | 5715 | 0
2018-08-27 03:00 | 8 | 1 | 1 | 3 | 5716 | 0
2018-08-27 04:00 | 8 | 1 | 1 | 4 | 5717 | 0
2018-08-27 05:00 | 8 | 1 | 1 | 5 | 5718 | 0.0019121
2018-08-27 06:00 | 8 | 1 | 1 | 6 | 5719 | 0.05327
2018-08-27 07:00 | 8 | 1 | 1 | 7 | 5720 | 0.17635
2018-08-27 08:00 | 8 | 1 | 1 | 8 | 5721 | 0.33227
2018-08-27 09:00 | 8 | 1 | 1 | 9 | 5722 | 0.458
2018-08-27 10:00 | 8 | 1 | 1 | 10 | 5723 | 0.5476
2018-08-27 11:00 | 8 | 1 | 1 | 11 | 5724 | 0.60576
2018-08-27 12:00 | 8 | 1 | 1 | 12 | 5725 | 0.63034
2018-08-27 13:00 | 8 | 1 | 1 | 13 | 5726 | 0.59695
2018-08-27 14:00 | 8 | 1 | 1 | 14 | 5727 | 0.54362
2018-08-27 15:00 | 8 | 1 | 1 | 15 | 5728 | 0.44226
2018-08-27 16:00 | 8 | 1 | 1 | 16 | 5729 | 0.31428
2018-08-27 17:00 | 8 | 1 | 1 | 17 | 5730 | 0.15746
2018-08-27 18:00 | 8 | 1 | 1 | 18 | 5731 | 0.03422
2018-08-27 19:00 | 8 | 1 | 1 | 19 | 5732 | 0.00035648
2018-08-27 20:00 | 8 | 1 | 1 | 20 | 5733 | 0
2018-08-27 21:00 | 8 | 1 | 1 | 21 | 5734 | 0
2018-08-27 22:00 | 8 | 1 | 1 | 22 | 5735 | 0
2018-08-27 23:00 | 8 | 1 | 1 | 23 | 5736 | 0
2018-08-28 | 8 | 2 | 1 | 0 | 5737 | 0
2018-08-28 01:00 | 8 | 2 | 1 | 1 | 5738 | 0
2018-08-28 02:00 | 8 | 2 | 1 | 2 | 5739 | 0
2018-08-28 03:00 | 8 | 2 | 1 | 3 | 5740 | 0
2018-08-28 04:00 | 8 | 2 | 1 | 4 | 5741 | 0
2018-08-28 05:00 | 8 | 2 | 1 | 5 | 5742 | 0.0027728
2018-08-28 06:00 | 8 | 2 | 1 | 6 | 5743 | 0.061858
2018-08-28 07:00 | 8 | 2 | 1 | 7 | 5744 | 0.20637
2018-08-28 08:00 | 8 | 2 | 1 | 8 | 5745 | 0.38119
2018-08-28 09:00 | 8 | 2 | 1 | 9 | 5746 | 0.51882
2018-08-28 10:00 | 8 | 2 | 1 | 10 | 5747 | 0.63895
2018-08-28 11:00 | 8 | 2 | 1 | 11 | 5748 | 0.69161
2018-08-28 12:00 | 8 | 2 | 1 | 12 | 5749 | 0.70814
2018-08-28 13:00 | 8 | 2 | 1 | 13 | 5750 | 0.66419
2018-08-28 14:00 | 8 | 2 | 1 | 14 | 5751 | 0.59145
2018-08-28 15:00 | 8 | 2 | 1 | 15 | 5752 | 0.47354
2018-08-28 16:00 | 8 | 2 | 1 | 16 | 5753 | 0.32793
2018-08-28 17:00 | 8 | 2 | 1 | 17 | 5754 | 0.16987
2018-08-28 18:00 | 8 | 2 | 1 | 18 | 5755 | 0.034915
2018-08-28 19:00 | 8 | 2 | 1 | 19 | 5756 | 0.00035648
2018-08-28 20:00 | 8 | 2 | 1 | 20 | 5757 | 0
2018-08-28 21:00 | 8 | 2 | 1 | 21 | 5758 | 0
2018-08-28 22:00 | 8 | 2 | 1 | 22 | 5759 | 0
2018-08-28 23:00 | 8 | 2 | 1 | 23 | 5760 | 0
2018-08-29 | 8 | 3 | 1 | 0 | 5761 | 0
2018-08-29 01:00 | 8 | 3 | 1 | 1 | 5762 | 0
2018-08-29 02:00 | 8 | 3 | 1 | 2 | 5763 | 0
2018-08-29 03:00 | 8 | 3 | 1 | 3 | 5764 | 0
2018-08-29 04:00 | 8 | 3 | 1 | 4 | 5765 | 0
2018-08-29 05:00 | 8 | 3 | 1 | 5 | 5766 | 0.002423
2018-08-29 06:00 | 8 | 3 | 1 | 6 | 5767 | 0.060854
2018-08-29 07:00 | 8 | 3 | 1 | 7 | 5768 | 0.19809
2018-08-29 08:00 | 8 | 3 | 1 | 8 | 5769 | 0.35753
2018-08-29 09:00 | 8 | 3 | 1 | 9 | 5770 | 0.48481
2018-08-29 10:00 | 8 | 3 | 1 | 10 | 5771 | 0.60398
2018-08-29 11:00 | 8 | 3 | 1 | 11 | 5772 | 0.65648
2018-08-29 12:00 | 8 | 3 | 1 | 12 | 5773 | 0.66551
2018-08-29 13:00 | 8 | 3 | 1 | 13 | 5774 | 0.61813
2018-08-29 14:00 | 8 | 3 | 1 | 14 | 5775 | 0.51061
2018-08-29 15:00 | 8 | 3 | 1 | 15 | 5776 | 0.40516
2018-08-29 16:00 | 8 | 3 | 1 | 16 | 5777 | 0.27179
2018-08-29 17:00 | 8 | 3 | 1 | 17 | 5778 | 0.14174
2018-08-29 18:00 | 8 | 3 | 1 | 18 | 5779 | 0.028633
2018-08-29 19:00 | 8 | 3 | 1 | 19 | 5780 | 0
2018-08-29 20:00 | 8 | 3 | 1 | 20 | 5781 | 0
2018-08-29 21:00 | 8 | 3 | 1 | 21 | 5782 | 0
2018-08-29 22:00 | 8 | 3 | 1 | 22 | 5783 | 0
2018-08-29 23:00 | 8 | 3 | 1 | 23 | 5784 | 0
2018-08-30 | 8 | 4 | 1 | 0 | 5785 | 0
2018-08-30 01:00 | 8 | 4 | 1 | 1 | 5786 | 0
2018-08-30 02:00 | 8 | 4 | 1 | 2 | 5787 | 0
2018-08-30 03:00 | 8 | 4 | 1 | 3 | 5788 | 0
2018-08-30 04:00 | 8 | 4 | 1 | 4 | 5789 | 0
2018-08-30 05:00 | 8 | 4 | 1 | 5 | 5790 | 0.00086741
2018-08-30 06:00 | 8 | 4 | 1 | 6 | 5791 | 0.041908
2018-08-30 07:00 | 8 | 4 | 1 | 7 | 5792 | 0.1512
2018-08-30 08:00 | 8 | 4 | 1 | 8 | 5793 | 0.26825
2018-08-30 09:00 | 8 | 4 | 1 | 9 | 5794 | 0.38616
2018-08-30 10:00 | 8 | 4 | 1 | 10 | 5795 | 0.48341
2018-08-30 11:00 | 8 | 4 | 1 | 11 | 5796 | 0.48833
2018-08-30 12:00 | 8 | 4 | 1 | 12 | 5797 | 0.46638
2018-08-30 13:00 | 8 | 4 | 1 | 13 | 5798 | 0.4028
2018-08-30 14:00 | 8 | 4 | 1 | 14 | 5799 | 0.34049
2018-08-30 15:00 | 8 | 4 | 1 | 15 | 5800 | 0.25278
2018-08-30 16:00 | 8 | 4 | 1 | 16 | 5801 | 0.19088
2018-08-30 17:00 | 8 | 4 | 1 | 17 | 5802 | 0.11174
2018-08-30 18:00 | 8 | 4 | 1 | 18 | 5803 | 0.023395
2018-08-30 19:00 | 8 | 4 | 1 | 19 | 5804 | 0
2018-08-30 20:00 | 8 | 4 | 1 | 20 | 5805 | 0
2018-08-30 21:00 | 8 | 4 | 1 | 21 | 5806 | 0
2018-08-30 22:00 | 8 | 4 | 1 | 22 | 5807 | 0
2018-08-30 23:00 | 8 | 4 | 1 | 23 | 5808 | 0
2018-08-31 | 8 | 5 | 1 | 0 | 5809 | 0
2018-08-31 01:00 | 8 | 5 | 1 | 1 | 5810 | 0
2018-08-31 02:00 | 8 | 5 | 1 | 2 | 5811 | 0
2018-08-31 03:00 | 8 | 5 | 1 | 3 | 5812 | 0
2018-08-31 04:00 | 8 | 5 | 1 | 4 | 5813 | 0
2018-08-31 05:00 | 8 | 5 | 1 | 5 | 5814 | 0.00086068
2018-08-31 06:00 | 8 | 5 | 1 | 6 | 5815 | 0.042259
2018-08-31 07:00 | 8 | 5 | 1 | 7 | 5816 | 0.16071
2018-08-31 08:00 | 8 | 5 | 1 | 8 | 5817 | 0.29736
2018-08-31 09:00 | 8 | 5 | 1 | 9 | 5818 | 0.42666
2018-08-31 10:00 | 8 | 5 | 1 | 10 | 5819 | 0.49922
2018-08-31 11:00 | 8 | 5 | 1 | 11 | 5820 | 0.52548
2018-08-31 12:00 | 8 | 5 | 1 | 12 | 5821 | 0.55876
2018-08-31 13:00 | 8 | 5 | 1 | 13 | 5822 | 0.52687
2018-08-31 14:00 | 8 | 5 | 1 | 14 | 5823 | 0.44751
2018-08-31 15:00 | 8 | 5 | 1 | 15 | 5824 | 0.33852
2018-08-31 16:00 | 8 | 5 | 1 | 16 | 5825 | 0.23941
2018-08-31 17:00 | 8 | 5 | 1 | 17 | 5826 | 0.11812
2018-08-31 18:00 | 8 | 5 | 1 | 18 | 5827 | 0.021452
2018-08-31 19:00 | 8 | 5 | 1 | 19 | 5828 | 0
2018-08-31 20:00 | 8 | 5 | 1 | 20 | 5829 | 0
2018-08-31 21:00 | 8 | 5 | 1 | 21 | 5830 | 0
2018-08-31 22:00 | 8 | 5 | 1 | 22 | 5831 | 0
2018-08-31 23:00 | 8 | 5 | 1 | 23 | 5832 | 0
2018-09-01 | 9 | 6 | 2 | 0 | 5833 | 0
2018-09-01 01:00 | 9 | 6 | 2 | 1 | 5834 | 0
2018-09-01 02:00 | 9 | 6 | 2 | 2 | 5835 | 0
2018-09-01 03:00 | 9 | 6 | 2 | 3 | 5836 | 0
2018-09-01 04:00 | 9 | 6 | 2 | 4 | 5837 | 0
2018-09-01 05:00 | 9 | 6 | 2 | 5 | 5838 | 0.0010466
2018-09-01 06:00 | 9 | 6 | 2 | 6 | 5839 | 0.045355
2018-09-01 07:00 | 9 | 6 | 2 | 7 | 5840 | 0.16677
2018-09-01 08:00 | 9 | 6 | 2 | 8 | 5841 | 0.31118
2018-09-01 09:00 | 9 | 6 | 2 | 9 | 5842 | 0.44222
2018-09-01 10:00 | 9 | 6 | 2 | 10 | 5843 | 0.54295
2018-09-01 11:00 | 9 | 6 | 2 | 11 | 5844 | 0.59064
2018-09-01 12:00 | 9 | 6 | 2 | 12 | 5845 | 0.61003
2018-09-01 13:00 | 9 | 6 | 2 | 13 | 5846 | 0.57801
2018-09-01 14:00 | 9 | 6 | 2 | 14 | 5847 | 0.50962
2018-09-01 15:00 | 9 | 6 | 2 | 15 | 5848 | 0.3892
2018-09-01 16:00 | 9 | 6 | 2 | 16 | 5849 | 0.25714
2018-09-01 17:00 | 9 | 6 | 2 | 17 | 5850 | 0.12533
2018-09-01 18:00 | 9 | 6 | 2 | 18 | 5851 | 0.021814
2018-09-01 19:00 | 9 | 6 | 2 | 19 | 5852 | 0
2018-09-01 20:00 | 9 | 6 | 2 | 20 | 5853 | 0
2018-09-01 21:00 | 9 | 6 | 2 | 21 | 5854 | 0
2018-09-01 22:00 | 9 | 6 | 2 | 22 | 5855 | 0
2018-09-01 23:00 | 9 | 6 | 2 | 23 | 5856 | 0
2018-09-02 | 9 | 7 | 2 | 0 | 5857 | 0
2018-09-02 01:00 | 9 | 7 | 2 | 1 | 5858 | 0
2018-09-02 02:00 | 9 | 7 | 2 | 2 | 5859 | 0
2018-09-02 03:00 | 9 | 7 | 2 | 3 | 5860 | 0
2018-09-02 04:00 | 9 | 7 | 2 | 4 | 5861 | 0
2018-09-02 05:00 | 9 | 7 | 2 | 5 | 5862 | 0.0012056
2018-09-02 06:00 | 9 | 7 | 2 | 6 | 5863 | 0.052293
2018-09-02 07:00 | 9 | 7 | 2 | 7 | 5864 | 0.20202
2018-09-02 08:00 | 9 | 7 | 2 | 8 | 5865 | 0.38822
2018-09-02 09:00 | 9 | 7 | 2 | 9 | 5866 | 0.53784
2018-09-02 10:00 | 9 | 7 | 2 | 10 | 5867 | 0.63961
2018-09-02 11:00 | 9 | 7 | 2 | 11 | 5868 | 0.70165
2018-09-02 12:00 | 9 | 7 | 2 | 12 | 5869 | 0.71016
2018-09-02 13:00 | 9 | 7 | 2 | 13 | 5870 | 0.67301
2018-09-02 14:00 | 9 | 7 | 2 | 14 | 5871 | 0.59646
2018-09-02 15:00 | 9 | 7 | 2 | 15 | 5872 | 0.46042
2018-09-02 16:00 | 9 | 7 | 2 | 16 | 5873 | 0.30832
2018-09-02 17:00 | 9 | 7 | 2 | 17 | 5874 | 0.13935
2018-09-02 18:00 | 9 | 7 | 2 | 18 | 5875 | 0.023395
2018-09-02 19:00 | 9 | 7 | 2 | 19 | 5876 | 0
2018-09-02 20:00 | 9 | 7 | 2 | 20 | 5877 | 0
2018-09-02 21:00 | 9 | 7 | 2 | 21 | 5878 | 0
2018-09-02 22:00 | 9 | 7 | 2 | 22 | 5879 | 0
2018-09-02 23:00 | 9 | 7 | 2 | 23 | 5880 | 0
2018-09-03 | 9 | 1 | 1 | 0 | 5881 | 0
2018-09-03 01:00 | 9 | 1 | 1 | 1 | 5882 | 0
2018-09-03 02:00 | 9 | 1 | 1 | 2 | 5883 | 0
2018-09-03 03:00 | 9 | 1 | 1 | 3 | 5884 | 0
2018-09-03 04:00 | 9 | 1 | 1 | 4 | 5885 | 0
2018-09-03 05:00 | 9 | 1 | 1 | 5 | 5886 | 0.0012056
2018-09-03 06:00 | 9 | 1 | 1 | 6 | 5887 | 0.042713
2018-09-03 07:00 | 9 | 1 | 1 | 7 | 5888 | 0.17657
2018-09-03 08:00 | 9 | 1 | 1 | 8 | 5889 | 0.34595
2018-09-03 09:00 | 9 | 1 | 1 | 9 | 5890 | 0.49208
2018-09-03 10:00 | 9 | 1 | 1 | 10 | 5891 | 0.57735
2018-09-03 11:00 | 9 | 1 | 1 | 11 | 5892 | 0.63514
2018-09-03 12:00 | 9 | 1 | 1 | 12 | 5893 | 0.6336
2018-09-03 13:00 | 9 | 1 | 1 | 13 | 5894 | 0.58201
2018-09-03 14:00 | 9 | 1 | 1 | 14 | 5895 | 0.52699
2018-09-03 15:00 | 9 | 1 | 1 | 15 | 5896 | 0.40561
2018-09-03 16:00 | 9 | 1 | 1 | 16 | 5897 | 0.27569
2018-09-03 17:00 | 9 | 1 | 1 | 17 | 5898 | 0.12748
2018-09-03 18:00 | 9 | 1 | 1 | 18 | 5899 | 0.019503
2018-09-03 19:00 | 9 | 1 | 1 | 19 | 5900 | 0
2018-09-03 20:00 | 9 | 1 | 1 | 20 | 5901 | 0
2018-09-03 21:00 | 9 | 1 | 1 | 21 | 5902 | 0
2018-09-03 22:00 | 9 | 1 | 1 | 22 | 5903 | 0
2018-09-03 23:00 | 9 | 1 | 1 | 23 | 5904 | 0
2018-09-04 | 9 | 2 | 1 | 0 | 5905 | 0
2018-09-04 01:00 | 9 | 2 | 1 | 1 | 5906 | 0
2018-09-04 02:00 | 9 | 2 | 1 | 2 | 5907 | 0
2018-09-04 03:00 | 9 | 2 | 1 | 3 | 5908 | 0
2018-09-04 04:00 | 9 | 2 | 1 | 4 | 5909 | 0
2018-09-04 05:00 | 9 | 2 | 1 | 5 | 5910 | 0.00034496
2018-09-04 06:00 | 9 | 2 | 1 | 6 | 5911 | 0.033009
2018-09-04 07:00 | 9 | 2 | 1 | 7 | 5912 | 0.15587
2018-09-04 08:00 | 9 | 2 | 1 | 8 | 5913 | 0.30619
2018-09-04 09:00 | 9 | 2 | 1 | 9 | 5914 | 0.45846
2018-09-04 10:00 | 9 | 2 | 1 | 10 | 5915 | 0.55332
2018-09-04 11:00 | 9 | 2 | 1 | 11 | 5916 | 0.60756
2018-09-04 12:00 | 9 | 2 | 1 | 12 | 5917 | 0.61181
2018-09-04 13:00 | 9 | 2 | 1 | 13 | 5918 | 0.57031
2018-09-04 14:00 | 9 | 2 | 1 | 14 | 5919 | 0.46401
2018-09-04 15:00 | 9 | 2 | 1 | 15 | 5920 | 0.33411
2018-09-04 16:00 | 9 | 2 | 1 | 16 | 5921 | 0.22472
2018-09-04 17:00 | 9 | 2 | 1 | 17 | 5922 | 0.10749
2018-09-04 18:00 | 9 | 2 | 1 | 18 | 5923 | 0.015292
2018-09-04 19:00 | 9 | 2 | 1 | 19 | 5924 | 0
2018-09-04 20:00 | 9 | 2 | 1 | 20 | 5925 | 0
2018-09-04 21:00 | 9 | 2 | 1 | 21 | 5926 | 0
2018-09-04 22:00 | 9 | 2 | 1 | 22 | 5927 | 0
2018-09-04 23:00 | 9 | 2 | 1 | 23 | 5928 | 0
2018-09-05 | 9 | 3 | 1 | 0 | 5929 | 0
2018-09-05 01:00 | 9 | 3 | 1 | 1 | 5930 | 0
2018-09-05 02:00 | 9 | 3 | 1 | 2 | 5931 | 0
2018-09-05 03:00 | 9 | 3 | 1 | 3 | 5932 | 0
2018-09-05 04:00 | 9 | 3 | 1 | 4 | 5933 | 0
2018-09-05 05:00 | 9 | 3 | 1 | 5 | 5934 | 0.0001792
2018-09-05 06:00 | 9 | 3 | 1 | 6 | 5935 | 0.028263
2018-09-05 07:00 | 9 | 3 | 1 | 7 | 5936 | 0.12669
2018-09-05 08:00 | 9 | 3 | 1 | 8 | 5937 | 0.26015
2018-09-05 09:00 | 9 | 3 | 1 | 9 | 5938 | 0.40922
2018-09-05 10:00 | 9 | 3 | 1 | 10 | 5939 | 0.51197
2018-09-05 11:00 | 9 | 3 | 1 | 11 | 5940 | 0.54002
2018-09-05 12:00 | 9 | 3 | 1 | 12 | 5941 | 0.55518
2018-09-05 13:00 | 9 | 3 | 1 | 13 | 5942 | 0.5121
2018-09-05 14:00 | 9 | 3 | 1 | 14 | 5943 | 0.44544
2018-09-05 15:00 | 9 | 3 | 1 | 15 | 5944 | 0.35644
2018-09-05 16:00 | 9 | 3 | 1 | 16 | 5945 | 0.23898
2018-09-05 17:00 | 9 | 3 | 1 | 17 | 5946 | 0.11018
2018-09-05 18:00 | 9 | 3 | 1 | 18 | 5947 | 0.014808
2018-09-05 19:00 | 9 | 3 | 1 | 19 | 5948 | 0
2018-09-05 20:00 | 9 | 3 | 1 | 20 | 5949 | 0
2018-09-05 21:00 | 9 | 3 | 1 | 21 | 5950 | 0
2018-09-05 22:00 | 9 | 3 | 1 | 22 | 5951 | 0
2018-09-05 23:00 | 9 | 3 | 1 | 23 | 5952 | 0
2018-09-06 | 9 | 4 | 1 | 0 | 5953 | 0
2018-09-06 01:00 | 9 | 4 | 1 | 1 | 5954 | 0
2018-09-06 02:00 | 9 | 4 | 1 | 2 | 5955 | 0
2018-09-06 03:00 | 9 | 4 | 1 | 3 | 5956 | 0
2018-09-06 04:00 | 9 | 4 | 1 | 4 | 5957 | 0
2018-09-06 05:00 | 9 | 4 | 1 | 5 | 5958 | 0.00017248
2018-09-06 06:00 | 9 | 4 | 1 | 6 | 5959 | 0.024488
2018-09-06 07:00 | 9 | 4 | 1 | 7 | 5960 | 0.11074
2018-09-06 08:00 | 9 | 4 | 1 | 8 | 5961 | 0.22072
2018-09-06 09:00 | 9 | 4 | 1 | 9 | 5962 | 0.32795
2018-09-06 10:00 | 9 | 4 | 1 | 10 | 5963 | 0.3914
2018-09-06 11:00 | 9 | 4 | 1 | 11 | 5964 | 0.42091
2018-09-06 12:00 | 9 | 4 | 1 | 12 | 5965 | 0.43516
2018-09-06 13:00 | 9 | 4 | 1 | 13 | 5966 | 0.42412
2018-09-06 14:00 | 9 | 4 | 1 | 14 | 5967 | 0.38028
2018-09-06 15:00 | 9 | 4 | 1 | 15 | 5968 | 0.3078
2018-09-06 16:00 | 9 | 4 | 1 | 16 | 5969 | 0.21046
2018-09-06 17:00 | 9 | 4 | 1 | 17 | 5970 | 0.094616
2018-09-06 18:00 | 9 | 4 | 1 | 18 | 5971 | 0.010216
2018-09-06 19:00 | 9 | 4 | 1 | 19 | 5972 | 0
2018-09-06 20:00 | 9 | 4 | 1 | 20 | 5973 | 0
2018-09-06 21:00 | 9 | 4 | 1 | 21 | 5974 | 0
2018-09-06 22:00 | 9 | 4 | 1 | 22 | 5975 | 0
2018-09-06 23:00 | 9 | 4 | 1 | 23 | 5976 | 0
2018-09-07 | 9 | 5 | 1 | 0 | 5977 | 0
2018-09-07 01:00 | 9 | 5 | 1 | 1 | 5978 | 0
2018-09-07 02:00 | 9 | 5 | 1 | 2 | 5979 | 0
2018-09-07 03:00 | 9 | 5 | 1 | 3 | 5980 | 0
2018-09-07 04:00 | 9 | 5 | 1 | 4 | 5981 | 0
2018-09-07 05:00 | 9 | 5 | 1 | 5 | 5982 | 0.00051072
2018-09-07 06:00 | 9 | 5 | 1 | 6 | 5983 | 0.035198
2018-09-07 07:00 | 9 | 5 | 1 | 7 | 5984 | 0.16382
2018-09-07 08:00 | 9 | 5 | 1 | 8 | 5985 | 0.31405
2018-09-07 09:00 | 9 | 5 | 1 | 9 | 5986 | 0.45138
2018-09-07 10:00 | 9 | 5 | 1 | 10 | 5987 | 0.54961
2018-09-07 11:00 | 9 | 5 | 1 | 11 | 5988 | 0.57123
2018-09-07 12:00 | 9 | 5 | 1 | 12 | 5989 | 0.5594
2018-09-07 13:00 | 9 | 5 | 1 | 13 | 5990 | 0.51657
2018-09-07 14:00 | 9 | 5 | 1 | 14 | 5991 | 0.43814
2018-09-07 15:00 | 9 | 5 | 1 | 15 | 5992 | 0.34738
2018-09-07 16:00 | 9 | 5 | 1 | 16 | 5993 | 0.22735
2018-09-07 17:00 | 9 | 5 | 1 | 17 | 5994 | 0.10313
2018-09-07 18:00 | 9 | 5 | 1 | 18 | 5995 | 0.011593
2018-09-07 19:00 | 9 | 5 | 1 | 19 | 5996 | 0
2018-09-07 20:00 | 9 | 5 | 1 | 20 | 5997 | 0
2018-09-07 21:00 | 9 | 5 | 1 | 21 | 5998 | 0
2018-09-07 22:00 | 9 | 5 | 1 | 22 | 5999 | 0
2018-09-07 23:00 | 9 | 5 | 1 | 23 | 6000 | 0
2018-09-08 | 9 | 6 | 2 | 0 | 6001 | 0
2018-09-08 01:00 | 9 | 6 | 2 | 1 | 6002 | 0
2018-09-08 02:00 | 9 | 6 | 2 | 2 | 6003 | 0
2018-09-08 03:00 | 9 | 6 | 2 | 3 | 6004 | 0
2018-09-08 04:00 | 9 | 6 | 2 | 4 | 6005 | 0
2018-09-08 05:00 | 9 | 6 | 2 | 5 | 6006 | 0.00018593
2018-09-08 06:00 | 9 | 6 | 2 | 6 | 6007 | 0.030818
2018-09-08 07:00 | 9 | 6 | 2 | 7 | 6008 | 0.13788
2018-09-08 08:00 | 9 | 6 | 2 | 8 | 6009 | 0.286
2018-09-08 09:00 | 9 | 6 | 2 | 9 | 6010 | 0.42044
2018-09-08 10:00 | 9 | 6 | 2 | 10 | 6011 | 0.50264
2018-09-08 11:00 | 9 | 6 | 2 | 11 | 6012 | 0.53487
2018-09-08 12:00 | 9 | 6 | 2 | 12 | 6013 | 0.5414
2018-09-08 13:00 | 9 | 6 | 2 | 13 | 6014 | 0.52436
2018-09-08 14:00 | 9 | 6 | 2 | 14 | 6015 | 0.45519
2018-09-08 15:00 | 9 | 6 | 2 | 15 | 6016 | 0.36733
2018-09-08 16:00 | 9 | 6 | 2 | 16 | 6017 | 0.2316
2018-09-08 17:00 | 9 | 6 | 2 | 17 | 6018 | 0.10122
2018-09-08 18:00 | 9 | 6 | 2 | 18 | 6019 | 0.011089
2018-09-08 19:00 | 9 | 6 | 2 | 19 | 6020 | 0
2018-09-08 20:00 | 9 | 6 | 2 | 20 | 6021 | 0
2018-09-08 21:00 | 9 | 6 | 2 | 21 | 6022 | 0
2018-09-08 22:00 | 9 | 6 | 2 | 22 | 6023 | 0
2018-09-08 23:00 | 9 | 6 | 2 | 23 | 6024 | 0
2018-09-09 | 9 | 7 | 2 | 0 | 6025 | 0
2018-09-09 01:00 | 9 | 7 | 2 | 1 | 6026 | 0
2018-09-09 02:00 | 9 | 7 | 2 | 2 | 6027 | 0
2018-09-09 03:00 | 9 | 7 | 2 | 3 | 6028 | 0
2018-09-09 04:00 | 9 | 7 | 2 | 4 | 6029 | 0
2018-09-09 05:00 | 9 | 7 | 2 | 5 | 6030 | 0.0001792
2018-09-09 06:00 | 9 | 7 | 2 | 6 | 6031 | 0.034896
2018-09-09 07:00 | 9 | 7 | 2 | 7 | 6032 | 0.15353
2018-09-09 08:00 | 9 | 7 | 2 | 8 | 6033 | 0.30631
2018-09-09 09:00 | 9 | 7 | 2 | 9 | 6034 | 0.43893
2018-09-09 10:00 | 9 | 7 | 2 | 10 | 6035 | 0.53319
2018-09-09 11:00 | 9 | 7 | 2 | 11 | 6036 | 0.59118
2018-09-09 12:00 | 9 | 7 | 2 | 12 | 6037 | 0.5831
2018-09-09 13:00 | 9 | 7 | 2 | 13 | 6038 | 0.57074
2018-09-09 14:00 | 9 | 7 | 2 | 14 | 6039 | 0.46786
2018-09-09 15:00 | 9 | 7 | 2 | 15 | 6040 | 0.37174
2018-09-09 16:00 | 9 | 7 | 2 | 16 | 6041 | 0.23285
2018-09-09 17:00 | 9 | 7 | 2 | 17 | 6042 | 0.10219
2018-09-09 18:00 | 9 | 7 | 2 | 18 | 6043 | 0.010196
2018-09-09 19:00 | 9 | 7 | 2 | 19 | 6044 | 0
2018-09-09 20:00 | 9 | 7 | 2 | 20 | 6045 | 0
2018-09-09 21:00 | 9 | 7 | 2 | 21 | 6046 | 0
2018-09-09 22:00 | 9 | 7 | 2 | 22 | 6047 | 0
2018-09-09 23:00 | 9 | 7 | 2 | 23 | 6048 | 0
2018-09-10 | 9 | 1 | 1 | 0 | 6049 | 0
2018-09-10 01:00 | 9 | 1 | 1 | 1 | 6050 | 0
2018-09-10 02:00 | 9 | 1 | 1 | 2 | 6051 | 0
2018-09-10 03:00 | 9 | 1 | 1 | 3 | 6052 | 0
2018-09-10 04:00 | 9 | 1 | 1 | 4 | 6053 | 0
2018-09-10 05:00 | 9 | 1 | 1 | 5 | 6054 | 0.00017248
2018-09-10 06:00 | 9 | 1 | 1 | 6 | 6055 | 0.026775
2018-09-10 07:00 | 9 | 1 | 1 | 7 | 6056 | 0.12513
2018-09-10 08:00 | 9 | 1 | 1 | 8 | 6057 | 0.24502
2018-09-10 09:00 | 9 | 1 | 1 | 9 | 6058 | 0.36234
2018-09-10 10:00 | 9 | 1 | 1 | 10 | 6059 | 0.4512
2018-09-10 11:00 | 9 | 1 | 1 | 11 | 6060 | 0.48014
2018-09-10 12:00 | 9 | 1 | 1 | 12 | 6061 | 0.47184
2018-09-10 13:00 | 9 | 1 | 1 | 13 | 6062 | 0.45111
2018-09-10 14:00 | 9 | 1 | 1 | 14 | 6063 | 0.40891
2018-09-10 15:00 | 9 | 1 | 1 | 15 | 6064 | 0.33882
2018-09-10 16:00 | 9 | 1 | 1 | 16 | 6065 | 0.22383
2018-09-10 17:00 | 9 | 1 | 1 | 17 | 6066 | 0.10425
2018-09-10 18:00 | 9 | 1 | 1 | 18 | 6067 | 0.009674
2018-09-10 19:00 | 9 | 1 | 1 | 19 | 6068 | 0
2018-09-10 20:00 | 9 | 1 | 1 | 20 | 6069 | 0
2018-09-10 21:00 | 9 | 1 | 1 | 21 | 6070 | 0
2018-09-10 22:00 | 9 | 1 | 1 | 22 | 6071 | 0
2018-09-10 23:00 | 9 | 1 | 1 | 23 | 6072 | 0
2018-09-11 | 9 | 2 | 1 | 0 | 6073 | 0
2018-09-11 01:00 | 9 | 2 | 1 | 1 | 6074 | 0
2018-09-11 02:00 | 9 | 2 | 1 | 2 | 6075 | 0
2018-09-11 03:00 | 9 | 2 | 1 | 3 | 6076 | 0
2018-09-11 04:00 | 9 | 2 | 1 | 4 | 6077 | 0
2018-09-11 05:00 | 9 | 2 | 1 | 5 | 6078 | 0.0001792
2018-09-11 06:00 | 9 | 2 | 1 | 6 | 6079 | 0.035823
2018-09-11 07:00 | 9 | 2 | 1 | 7 | 6080 | 0.15972
2018-09-11 08:00 | 9 | 2 | 1 | 8 | 6081 | 0.31266
2018-09-11 09:00 | 9 | 2 | 1 | 9 | 6082 | 0.43778
2018-09-11 10:00 | 9 | 2 | 1 | 10 | 6083 | 0.53644
2018-09-11 11:00 | 9 | 2 | 1 | 11 | 6084 | 0.57926
2018-09-11 12:00 | 9 | 2 | 1 | 12 | 6085 | 0.60011
2018-09-11 13:00 | 9 | 2 | 1 | 13 | 6086 | 0.56086
2018-09-11 14:00 | 9 | 2 | 1 | 14 | 6087 | 0.49848
2018-09-11 15:00 | 9 | 2 | 1 | 15 | 6088 | 0.39591
2018-09-11 16:00 | 9 | 2 | 1 | 16 | 6089 | 0.25345
2018-09-11 17:00 | 9 | 2 | 1 | 17 | 6090 | 0.10613
2018-09-11 18:00 | 9 | 2 | 1 | 18 | 6091 | 0.0089611
2018-09-11 19:00 | 9 | 2 | 1 | 19 | 6092 | 0
2018-09-11 20:00 | 9 | 2 | 1 | 20 | 6093 | 0
2018-09-11 21:00 | 9 | 2 | 1 | 21 | 6094 | 0
2018-09-11 22:00 | 9 | 2 | 1 | 22 | 6095 | 0
2018-09-11 23:00 | 9 | 2 | 1 | 23 | 6096 | 0
2018-09-12 | 9 | 3 | 1 | 0 | 6097 | 0
2018-09-12 01:00 | 9 | 3 | 1 | 1 | 6098 | 0
2018-09-12 02:00 | 9 | 3 | 1 | 2 | 6099 | 0
2018-09-12 03:00 | 9 | 3 | 1 | 3 | 6100 | 0
2018-09-12 04:00 | 9 | 3 | 1 | 4 | 6101 | 0
2018-09-12 05:00 | 9 | 3 | 1 | 5 | 6102 | 6.7227e-06
2018-09-12 06:00 | 9 | 3 | 1 | 6 | 6103 | 0.031466
2018-09-12 07:00 | 9 | 3 | 1 | 7 | 6104 | 0.15479
2018-09-12 08:00 | 9 | 3 | 1 | 8 | 6105 | 0.3006
2018-09-12 09:00 | 9 | 3 | 1 | 9 | 6106 | 0.4175
2018-09-12 10:00 | 9 | 3 | 1 | 10 | 6107 | 0.49929
2018-09-12 11:00 | 9 | 3 | 1 | 11 | 6108 | 0.52502
2018-09-12 12:00 | 9 | 3 | 1 | 12 | 6109 | 0.53515
2018-09-12 13:00 | 9 | 3 | 1 | 13 | 6110 | 0.52268
2018-09-12 14:00 | 9 | 3 | 1 | 14 | 6111 | 0.4715
2018-09-12 15:00 | 9 | 3 | 1 | 15 | 6112 | 0.3605
2018-09-12 16:00 | 9 | 3 | 1 | 16 | 6113 | 0.22955
2018-09-12 17:00 | 9 | 3 | 1 | 17 | 6114 | 0.10191
2018-09-12 18:00 | 9 | 3 | 1 | 18 | 6115 | 0.0089793
2018-09-12 19:00 | 9 | 3 | 1 | 19 | 6116 | 0
2018-09-12 20:00 | 9 | 3 | 1 | 20 | 6117 | 0
2018-09-12 21:00 | 9 | 3 | 1 | 21 | 6118 | 0
2018-09-12 22:00 | 9 | 3 | 1 | 22 | 6119 | 0
2018-09-12 23:00 | 9 | 3 | 1 | 23 | 6120 | 0
2018-09-13 | 9 | 4 | 1 | 0 | 6121 | 0
2018-09-13 01:00 | 9 | 4 | 1 | 1 | 6122 | 0
2018-09-13 02:00 | 9 | 4 | 1 | 2 | 6123 | 0
2018-09-13 03:00 | 9 | 4 | 1 | 3 | 6124 | 0
2018-09-13 04:00 | 9 | 4 | 1 | 4 | 6125 | 0
2018-09-13 05:00 | 9 | 4 | 1 | 5 | 6126 | 0.00016576
2018-09-13 06:00 | 9 | 4 | 1 | 6 | 6127 | 0.030215
2018-09-13 07:00 | 9 | 4 | 1 | 7 | 6128 | 0.16309
2018-09-13 08:00 | 9 | 4 | 1 | 8 | 6129 | 0.33995
2018-09-13 09:00 | 9 | 4 | 1 | 9 | 6130 | 0.48443
2018-09-13 10:00 | 9 | 4 | 1 | 10 | 6131 | 0.54573
2018-09-13 11:00 | 9 | 4 | 1 | 11 | 6132 | 0.61368
2018-09-13 12:00 | 9 | 4 | 1 | 12 | 6133 | 0.6331
2018-09-13 13:00 | 9 | 4 | 1 | 13 | 6134 | 0.61516
2018-09-13 14:00 | 9 | 4 | 1 | 14 | 6135 | 0.5534
2018-09-13 15:00 | 9 | 4 | 1 | 15 | 6136 | 0.45899
2018-09-13 16:00 | 9 | 4 | 1 | 16 | 6137 | 0.29978
2018-09-13 17:00 | 9 | 4 | 1 | 17 | 6138 | 0.11549
2018-09-13 18:00 | 9 | 4 | 1 | 18 | 6139 | 0.009699
2018-09-13 19:00 | 9 | 4 | 1 | 19 | 6140 | 0
2018-09-13 20:00 | 9 | 4 | 1 | 20 | 6141 | 0
2018-09-13 21:00 | 9 | 4 | 1 | 21 | 6142 | 0
2018-09-13 22:00 | 9 | 4 | 1 | 22 | 6143 | 0
2018-09-13 23:00 | 9 | 4 | 1 | 23 | 6144 | 0
2018-09-14 | 9 | 5 | 1 | 0 | 6145 | 0
2018-09-14 01:00 | 9 | 5 | 1 | 1 | 6146 | 0
2018-09-14 02:00 | 9 | 5 | 1 | 2 | 6147 | 0
2018-09-14 03:00 | 9 | 5 | 1 | 3 | 6148 | 0
2018-09-14 04:00 | 9 | 5 | 1 | 4 | 6149 | 0
2018-09-14 05:00 | 9 | 5 | 1 | 5 | 6150 | 0.00017248
2018-09-14 06:00 | 9 | 5 | 1 | 6 | 6151 | 0.0368
2018-09-14 07:00 | 9 | 5 | 1 | 7 | 6152 | 0.18139
2018-09-14 08:00 | 9 | 5 | 1 | 8 | 6153 | 0.35667
2018-09-14 09:00 | 9 | 5 | 1 | 9 | 6154 | 0.51248
2018-09-14 10:00 | 9 | 5 | 1 | 10 | 6155 | 0.61958
2018-09-14 11:00 | 9 | 5 | 1 | 11 | 6156 | 0.666
2018-09-14 12:00 | 9 | 5 | 1 | 12 | 6157 | 0.6737
2018-09-14 13:00 | 9 | 5 | 1 | 13 | 6158 | 0.62963
2018-09-14 14:00 | 9 | 5 | 1 | 14 | 6159 | 0.52121
2018-09-14 15:00 | 9 | 5 | 1 | 15 | 6160 | 0.40476
2018-09-14 16:00 | 9 | 5 | 1 | 16 | 6161 | 0.25119
2018-09-14 17:00 | 9 | 5 | 1 | 17 | 6162 | 0.098438
2018-09-14 18:00 | 9 | 5 | 1 | 18 | 6163 | 0.0066743
2018-09-14 19:00 | 9 | 5 | 1 | 19 | 6164 | 0
2018-09-14 20:00 | 9 | 5 | 1 | 20 | 6165 | 0
2018-09-14 21:00 | 9 | 5 | 1 | 21 | 6166 | 0
2018-09-14 22:00 | 9 | 5 | 1 | 22 | 6167 | 0
2018-09-14 23:00 | 9 | 5 | 1 | 23 | 6168 | 0
2018-09-15 | 9 | 6 | 2 | 0 | 6169 | 0
2018-09-15 01:00 | 9 | 6 | 2 | 1 | 6170 | 0
2018-09-15 02:00 | 9 | 6 | 2 | 2 | 6171 | 0
2018-09-15 03:00 | 9 | 6 | 2 | 3 | 6172 | 0
2018-09-15 04:00 | 9 | 6 | 2 | 4 | 6173 | 0
2018-09-15 05:00 | 9 | 6 | 2 | 5 | 6174 | 0.00017248
2018-09-15 06:00 | 9 | 6 | 2 | 6 | 6175 | 0.026676
2018-09-15 07:00 | 9 | 6 | 2 | 7 | 6176 | 0.13473
2018-09-15 08:00 | 9 | 6 | 2 | 8 | 6177 | 0.28496
2018-09-15 09:00 | 9 | 6 | 2 | 9 | 6178 | 0.41637
2018-09-15 10:00 | 9 | 6 | 2 | 10 | 6179 | 0.51362
2018-09-15 11:00 | 9 | 6 | 2 | 11 | 6180 | 0.57621
2018-09-15 12:00 | 9 | 6 | 2 | 12 | 6181 | 0.55587
2018-09-15 13:00 | 9 | 6 | 2 | 13 | 6182 | 0.53848
2018-09-15 14:00 | 9 | 6 | 2 | 14 | 6183 | 0.45569
2018-09-15 15:00 | 9 | 6 | 2 | 15 | 6184 | 0.33868
2018-09-15 16:00 | 9 | 6 | 2 | 16 | 6185 | 0.20792
2018-09-15 17:00 | 9 | 6 | 2 | 17 | 6186 | 0.085008
2018-09-15 18:00 | 9 | 6 | 2 | 18 | 6187 | 0.0047509
2018-09-15 19:00 | 9 | 6 | 2 | 19 | 6188 | 0
2018-09-15 20:00 | 9 | 6 | 2 | 20 | 6189 | 0
2018-09-15 21:00 | 9 | 6 | 2 | 21 | 6190 | 0
2018-09-15 22:00 | 9 | 6 | 2 | 22 | 6191 | 0
2018-09-15 23:00 | 9 | 6 | 2 | 23 | 6192 | 0
2018-09-16 | 9 | 7 | 2 | 0 | 6193 | 0
2018-09-16 01:00 | 9 | 7 | 2 | 1 | 6194 | 0
2018-09-16 02:00 | 9 | 7 | 2 | 2 | 6195 | 0
2018-09-16 03:00 | 9 | 7 | 2 | 3 | 6196 | 0
2018-09-16 04:00 | 9 | 7 | 2 | 4 | 6197 | 0
2018-09-16 05:00 | 9 | 7 | 2 | 5 | 6198 | 0.00017248
2018-09-16 06:00 | 9 | 7 | 2 | 6 | 6199 | 0.024675
2018-09-16 07:00 | 9 | 7 | 2 | 7 | 6200 | 0.13406
2018-09-16 08:00 | 9 | 7 | 2 | 8 | 6201 | 0.2807
2018-09-16 09:00 | 9 | 7 | 2 | 9 | 6202 | 0.39037
2018-09-16 10:00 | 9 | 7 | 2 | 10 | 6203 | 0.43989
2018-09-16 11:00 | 9 | 7 | 2 | 11 | 6204 | 0.46324
2018-09-16 12:00 | 9 | 7 | 2 | 12 | 6205 | 0.47095
2018-09-16 13:00 | 9 | 7 | 2 | 13 | 6206 | 0.42343
2018-09-16 14:00 | 9 | 7 | 2 | 14 | 6207 | 0.35091
2018-09-16 15:00 | 9 | 7 | 2 | 15 | 6208 | 0.26182
2018-09-16 16:00 | 9 | 7 | 2 | 16 | 6209 | 0.16829
2018-09-16 17:00 | 9 | 7 | 2 | 17 | 6210 | 0.070968
2018-09-16 18:00 | 9 | 7 | 2 | 18 | 6211 | 0.002993
2018-09-16 19:00 | 9 | 7 | 2 | 19 | 6212 | 0
2018-09-16 20:00 | 9 | 7 | 2 | 20 | 6213 | 0
2018-09-16 21:00 | 9 | 7 | 2 | 21 | 6214 | 0
2018-09-16 22:00 | 9 | 7 | 2 | 22 | 6215 | 0
2018-09-16 23:00 | 9 | 7 | 2 | 23 | 6216 | 0
2018-09-17 | 9 | 1 | 1 | 0 | 6217 | 0
2018-09-17 01:00 | 9 | 1 | 1 | 1 | 6218 | 0
2018-09-17 02:00 | 9 | 1 | 1 | 2 | 6219 | 0
2018-09-17 03:00 | 9 | 1 | 1 | 3 | 6220 | 0
2018-09-17 04:00 | 9 | 1 | 1 | 4 | 6221 | 0
2018-09-17 05:00 | 9 | 1 | 1 | 5 | 6222 | 0
2018-09-17 06:00 | 9 | 1 | 1 | 6 | 6223 | 0.014886
2018-09-17 07:00 | 9 | 1 | 1 | 7 | 6224 | 0.099006
2018-09-17 08:00 | 9 | 1 | 1 | 8 | 6225 | 0.19837
2018-09-17 09:00 | 9 | 1 | 1 | 9 | 6226 | 0.29887
2018-09-17 10:00 | 9 | 1 | 1 | 10 | 6227 | 0.36051
2018-09-17 11:00 | 9 | 1 | 1 | 11 | 6228 | 0.39057
2018-09-17 12:00 | 9 | 1 | 1 | 12 | 6229 | 0.41237
2018-09-17 13:00 | 9 | 1 | 1 | 13 | 6230 | 0.40091
2018-09-17 14:00 | 9 | 1 | 1 | 14 | 6231 | 0.33476
2018-09-17 15:00 | 9 | 1 | 1 | 15 | 6232 | 0.26286
2018-09-17 16:00 | 9 | 1 | 1 | 16 | 6233 | 0.18463
2018-09-17 17:00 | 9 | 1 | 1 | 17 | 6234 | 0.072278
2018-09-17 18:00 | 9 | 1 | 1 | 18 | 6235 | 0.0031838
2018-09-17 19:00 | 9 | 1 | 1 | 19 | 6236 | 0
2018-09-17 20:00 | 9 | 1 | 1 | 20 | 6237 | 0
2018-09-17 21:00 | 9 | 1 | 1 | 21 | 6238 | 0
2018-09-17 22:00 | 9 | 1 | 1 | 22 | 6239 | 0
2018-09-17 23:00 | 9 | 1 | 1 | 23 | 6240 | 0
2018-09-18 | 9 | 2 | 1 | 0 | 6241 | 0
2018-09-18 01:00 | 9 | 2 | 1 | 1 | 6242 | 0
2018-09-18 02:00 | 9 | 2 | 1 | 2 | 6243 | 0
2018-09-18 03:00 | 9 | 2 | 1 | 3 | 6244 | 0
2018-09-18 04:00 | 9 | 2 | 1 | 4 | 6245 | 0
2018-09-18 05:00 | 9 | 2 | 1 | 5 | 6246 | 0
2018-09-18 06:00 | 9 | 2 | 1 | 6 | 6247 | 0.018553
2018-09-18 07:00 | 9 | 2 | 1 | 7 | 6248 | 0.14081
2018-09-18 08:00 | 9 | 2 | 1 | 8 | 6249 | 0.28016
2018-09-18 09:00 | 9 | 2 | 1 | 9 | 6250 | 0.41741
2018-09-18 10:00 | 9 | 2 | 1 | 10 | 6251 | 0.49165
2018-09-18 11:00 | 9 | 2 | 1 | 11 | 6252 | 0.54148
2018-09-18 12:00 | 9 | 2 | 1 | 12 | 6253 | 0.54965
2018-09-18 13:00 | 9 | 2 | 1 | 13 | 6254 | 0.52448
2018-09-18 14:00 | 9 | 2 | 1 | 14 | 6255 | 0.48063
2018-09-18 15:00 | 9 | 2 | 1 | 15 | 6256 | 0.37599
2018-09-18 16:00 | 9 | 2 | 1 | 16 | 6257 | 0.23672
2018-09-18 17:00 | 9 | 2 | 1 | 17 | 6258 | 0.083364
2018-09-18 18:00 | 9 | 2 | 1 | 18 | 6259 | 0.0042284
2018-09-18 19:00 | 9 | 2 | 1 | 19 | 6260 | 0
2018-09-18 20:00 | 9 | 2 | 1 | 20 | 6261 | 0
2018-09-18 21:00 | 9 | 2 | 1 | 21 | 6262 | 0
2018-09-18 22:00 | 9 | 2 | 1 | 22 | 6263 | 0
2018-09-18 23:00 | 9 | 2 | 1 | 23 | 6264 | 0
2018-09-19 | 9 | 3 | 1 | 0 | 6265 | 0
2018-09-19 01:00 | 9 | 3 | 1 | 1 | 6266 | 0
2018-09-19 02:00 | 9 | 3 | 1 | 2 | 6267 | 0
2018-09-19 03:00 | 9 | 3 | 1 | 3 | 6268 | 0
2018-09-19 04:00 | 9 | 3 | 1 | 4 | 6269 | 0
2018-09-19 05:00 | 9 | 3 | 1 | 5 | 6270 | 0
2018-09-19 06:00 | 9 | 3 | 1 | 6 | 6271 | 0.01699
2018-09-19 07:00 | 9 | 3 | 1 | 7 | 6272 | 0.12331
2018-09-19 08:00 | 9 | 3 | 1 | 8 | 6273 | 0.25981
2018-09-19 09:00 | 9 | 3 | 1 | 9 | 6274 | 0.40413
2018-09-19 10:00 | 9 | 3 | 1 | 10 | 6275 | 0.50854
2018-09-19 11:00 | 9 | 3 | 1 | 11 | 6276 | 0.56717
2018-09-19 12:00 | 9 | 3 | 1 | 12 | 6277 | 0.56298
2018-09-19 13:00 | 9 | 3 | 1 | 13 | 6278 | 0.52266
2018-09-19 14:00 | 9 | 3 | 1 | 14 | 6279 | 0.45382
2018-09-19 15:00 | 9 | 3 | 1 | 15 | 6280 | 0.35434
2018-09-19 16:00 | 9 | 3 | 1 | 16 | 6281 | 0.21686
2018-09-19 17:00 | 9 | 3 | 1 | 17 | 6282 | 0.075988
2018-09-19 18:00 | 9 | 3 | 1 | 18 | 6283 | 0.0029932
2018-09-19 19:00 | 9 | 3 | 1 | 19 | 6284 | 0
2018-09-19 20:00 | 9 | 3 | 1 | 20 | 6285 | 0
2018-09-19 21:00 | 9 | 3 | 1 | 21 | 6286 | 0
2018-09-19 22:00 | 9 | 3 | 1 | 22 | 6287 | 0
2018-09-19 23:00 | 9 | 3 | 1 | 23 | 6288 | 0
2018-09-20 | 9 | 4 | 1 | 0 | 6289 | 0
2018-09-20 01:00 | 9 | 4 | 1 | 1 | 6290 | 0
2018-09-20 02:00 | 9 | 4 | 1 | 2 | 6291 | 0
2018-09-20 03:00 | 9 | 4 | 1 | 3 | 6292 | 0
2018-09-20 04:00 | 9 | 4 | 1 | 4 | 6293 | 0
2018-09-20 05:00 | 9 | 4 | 1 | 5 | 6294 | 0
2018-09-20 06:00 | 9 | 4 | 1 | 6 | 6295 | 0.021483
2018-09-20 07:00 | 9 | 4 | 1 | 7 | 6296 | 0.14905
2018-09-20 08:00 | 9 | 4 | 1 | 8 | 6297 | 0.31409
2018-09-20 09:00 | 9 | 4 | 1 | 9 | 6298 | 0.43859
2018-09-20 10:00 | 9 | 4 | 1 | 10 | 6299 | 0.54273
2018-09-20 11:00 | 9 | 4 | 1 | 11 | 6300 | 0.58849
2018-09-20 12:00 | 9 | 4 | 1 | 12 | 6301 | 0.59818
2018-09-20 13:00 | 9 | 4 | 1 | 13 | 6302 | 0.55952
2018-09-20 14:00 | 9 | 4 | 1 | 14 | 6303 | 0.48155
2018-09-20 15:00 | 9 | 4 | 1 | 15 | 6304 | 0.37371
2018-09-20 16:00 | 9 | 4 | 1 | 16 | 6305 | 0.2176
2018-09-20 17:00 | 9 | 4 | 1 | 17 | 6306 | 0.075946
2018-09-20 18:00 | 9 | 4 | 1 | 18 | 6307 | 0.0028271
2018-09-20 19:00 | 9 | 4 | 1 | 19 | 6308 | 0
2018-09-20 20:00 | 9 | 4 | 1 | 20 | 6309 | 0
2018-09-20 21:00 | 9 | 4 | 1 | 21 | 6310 | 0
2018-09-20 22:00 | 9 | 4 | 1 | 22 | 6311 | 0
2018-09-20 23:00 | 9 | 4 | 1 | 23 | 6312 | 0
2018-09-21 | 9 | 5 | 1 | 0 | 6313 | 0
2018-09-21 01:00 | 9 | 5 | 1 | 1 | 6314 | 0
2018-09-21 02:00 | 9 | 5 | 1 | 2 | 6315 | 0
2018-09-21 03:00 | 9 | 5 | 1 | 3 | 6316 | 0
2018-09-21 04:00 | 9 | 5 | 1 | 4 | 6317 | 0
2018-09-21 05:00 | 9 | 5 | 1 | 5 | 6318 | 0
2018-09-21 06:00 | 9 | 5 | 1 | 6 | 6319 | 0.019191
2018-09-21 07:00 | 9 | 5 | 1 | 7 | 6320 | 0.14618
2018-09-21 08:00 | 9 | 5 | 1 | 8 | 6321 | 0.29507
2018-09-21 09:00 | 9 | 5 | 1 | 9 | 6322 | 0.43076
2018-09-21 10:00 | 9 | 5 | 1 | 10 | 6323 | 0.52269
2018-09-21 11:00 | 9 | 5 | 1 | 11 | 6324 | 0.55877
2018-09-21 12:00 | 9 | 5 | 1 | 12 | 6325 | 0.58974
2018-09-21 13:00 | 9 | 5 | 1 | 13 | 6326 | 0.54472
2018-09-21 14:00 | 9 | 5 | 1 | 14 | 6327 | 0.49587
2018-09-21 15:00 | 9 | 5 | 1 | 15 | 6328 | 0.37487
2018-09-21 16:00 | 9 | 5 | 1 | 16 | 6329 | 0.23062
2018-09-21 17:00 | 9 | 5 | 1 | 17 | 6330 | 0.076324
2018-09-21 18:00 | 9 | 5 | 1 | 18 | 6331 | 0.0026613
2018-09-21 19:00 | 9 | 5 | 1 | 19 | 6332 | 0
2018-09-21 20:00 | 9 | 5 | 1 | 20 | 6333 | 0
2018-09-21 21:00 | 9 | 5 | 1 | 21 | 6334 | 0
2018-09-21 22:00 | 9 | 5 | 1 | 22 | 6335 | 0
2018-09-21 23:00 | 9 | 5 | 1 | 23 | 6336 | 0
2018-09-22 | 9 | 6 | 2 | 0 | 6337 | 0
2018-09-22 01:00 | 9 | 6 | 2 | 1 | 6338 | 0
2018-09-22 02:00 | 9 | 6 | 2 | 2 | 6339 | 0
2018-09-22 03:00 | 9 | 6 | 2 | 3 | 6340 | 0
2018-09-22 04:00 | 9 | 6 | 2 | 4 | 6341 | 0
2018-09-22 05:00 | 9 | 6 | 2 | 5 | 6342 | 0
2018-09-22 06:00 | 9 | 6 | 2 | 6 | 6343 | 0.020469
2018-09-22 07:00 | 9 | 6 | 2 | 7 | 6344 | 0.14526
2018-09-22 08:00 | 9 | 6 | 2 | 8 | 6345 | 0.31324
2018-09-22 09:00 | 9 | 6 | 2 | 9 | 6346 | 0.45647
2018-09-22 10:00 | 9 | 6 | 2 | 10 | 6347 | 0.54004
2018-09-22 11:00 | 9 | 6 | 2 | 11 | 6348 | 0.59127
2018-09-22 12:00 | 9 | 6 | 2 | 12 | 6349 | 0.59552
2018-09-22 13:00 | 9 | 6 | 2 | 13 | 6350 | 0.55235
2018-09-22 14:00 | 9 | 6 | 2 | 14 | 6351 | 0.43877
2018-09-22 15:00 | 9 | 6 | 2 | 15 | 6352 | 0.34363
2018-09-22 16:00 | 9 | 6 | 2 | 16 | 6353 | 0.20317
2018-09-22 17:00 | 9 | 6 | 2 | 17 | 6354 | 0.07022
2018-09-22 18:00 | 9 | 6 | 2 | 18 | 6355 | 0.0023048
2018-09-22 19:00 | 9 | 6 | 2 | 19 | 6356 | 0
2018-09-22 20:00 | 9 | 6 | 2 | 20 | 6357 | 0
2018-09-22 21:00 | 9 | 6 | 2 | 21 | 6358 | 0
2018-09-22 22:00 | 9 | 6 | 2 | 22 | 6359 | 0
2018-09-22 23:00 | 9 | 6 | 2 | 23 | 6360 | 0
2018-09-23 | 9 | 7 | 2 | 0 | 6361 | 0
2018-09-23 01:00 | 9 | 7 | 2 | 1 | 6362 | 0
2018-09-23 02:00 | 9 | 7 | 2 | 2 | 6363 | 0
2018-09-23 03:00 | 9 | 7 | 2 | 3 | 6364 | 0
2018-09-23 04:00 | 9 | 7 | 2 | 4 | 6365 | 0
2018-09-23 05:00 | 9 | 7 | 2 | 5 | 6366 | 0
2018-09-23 06:00 | 9 | 7 | 2 | 6 | 6367 | 0.010677
2018-09-23 07:00 | 9 | 7 | 2 | 7 | 6368 | 0.1026
2018-09-23 08:00 | 9 | 7 | 2 | 8 | 6369 | 0.2322
2018-09-23 09:00 | 9 | 7 | 2 | 9 | 6370 | 0.3483
2018-09-23 10:00 | 9 | 7 | 2 | 10 | 6371 | 0.42411
2018-09-23 11:00 | 9 | 7 | 2 | 11 | 6372 | 0.46677
2018-09-23 12:00 | 9 | 7 | 2 | 12 | 6373 | 0.47752
2018-09-23 13:00 | 9 | 7 | 2 | 13 | 6374 | 0.43074
2018-09-23 14:00 | 9 | 7 | 2 | 14 | 6375 | 0.39279
2018-09-23 15:00 | 9 | 7 | 2 | 15 | 6376 | 0.31726
2018-09-23 16:00 | 9 | 7 | 2 | 16 | 6377 | 0.19776
2018-09-23 17:00 | 9 | 7 | 2 | 17 | 6378 | 0.06481
2018-09-23 18:00 | 9 | 7 | 2 | 18 | 6379 | 0.0015919
2018-09-23 19:00 | 9 | 7 | 2 | 19 | 6380 | 0
2018-09-23 20:00 | 9 | 7 | 2 | 20 | 6381 | 0
2018-09-23 21:00 | 9 | 7 | 2 | 21 | 6382 | 0
2018-09-23 22:00 | 9 | 7 | 2 | 22 | 6383 | 0
2018-09-23 23:00 | 9 | 7 | 2 | 23 | 6384 | 0
2018-09-24 | 9 | 1 | 1 | 0 | 6385 | 0
2018-09-24 01:00 | 9 | 1 | 1 | 1 | 6386 | 0
2018-09-24 02:00 | 9 | 1 | 1 | 2 | 6387 | 0
2018-09-24 03:00 | 9 | 1 | 1 | 3 | 6388 | 0
2018-09-24 04:00 | 9 | 1 | 1 | 4 | 6389 | 0
2018-09-24 05:00 | 9 | 1 | 1 | 5 | 6390 | 0
2018-09-24 06:00 | 9 | 1 | 1 | 6 | 6391 | 0.0097999
2018-09-24 07:00 | 9 | 1 | 1 | 7 | 6392 | 0.11356
2018-09-24 08:00 | 9 | 1 | 1 | 8 | 6393 | 0.23967
2018-09-24 09:00 | 9 | 1 | 1 | 9 | 6394 | 0.36264
2018-09-24 10:00 | 9 | 1 | 1 | 10 | 6395 | 0.46001
2018-09-24 11:00 | 9 | 1 | 1 | 11 | 6396 | 0.49316
2018-09-24 12:00 | 9 | 1 | 1 | 12 | 6397 | 0.52024
2018-09-24 13:00 | 9 | 1 | 1 | 13 | 6398 | 0.48266
2018-09-24 14:00 | 9 | 1 | 1 | 14 | 6399 | 0.42528
2018-09-24 15:00 | 9 | 1 | 1 | 15 | 6400 | 0.34262
2018-09-24 16:00 | 9 | 1 | 1 | 16 | 6401 | 0.21546
2018-09-24 17:00 | 9 | 1 | 1 | 17 | 6402 | 0.063988
2018-09-24 18:00 | 9 | 1 | 1 | 18 | 6403 | 0.0015919
2018-09-24 19:00 | 9 | 1 | 1 | 19 | 6404 | 0
2018-09-24 20:00 | 9 | 1 | 1 | 20 | 6405 | 0
2018-09-24 21:00 | 9 | 1 | 1 | 21 | 6406 | 0
2018-09-24 22:00 | 9 | 1 | 1 | 22 | 6407 | 0
2018-09-24 23:00 | 9 | 1 | 1 | 23 | 6408 | 0
2018-09-25 | 9 | 2 | 1 | 0 | 6409 | 0
2018-09-25 01:00 | 9 | 2 | 1 | 1 | 6410 | 0
2018-09-25 02:00 | 9 | 2 | 1 | 2 | 6411 | 0
2018-09-25 03:00 | 9 | 2 | 1 | 3 | 6412 | 0
2018-09-25 04:00 | 9 | 2 | 1 | 4 | 6413 | 0
2018-09-25 05:00 | 9 | 2 | 1 | 5 | 6414 | 0
2018-09-25 06:00 | 9 | 2 | 1 | 6 | 6415 | 0.014408
2018-09-25 07:00 | 9 | 2 | 1 | 7 | 6416 | 0.13217
2018-09-25 08:00 | 9 | 2 | 1 | 8 | 6417 | 0.3021
2018-09-25 09:00 | 9 | 2 | 1 | 9 | 6418 | 0.45206
2018-09-25 10:00 | 9 | 2 | 1 | 10 | 6419 | 0.56903
2018-09-25 11:00 | 9 | 2 | 1 | 11 | 6420 | 0.64627
2018-09-25 12:00 | 9 | 2 | 1 | 12 | 6421 | 0.67238
2018-09-25 13:00 | 9 | 2 | 1 | 13 | 6422 | 0.62677
2018-09-25 14:00 | 9 | 2 | 1 | 14 | 6423 | 0.53143
2018-09-25 15:00 | 9 | 2 | 1 | 15 | 6424 | 0.4059
2018-09-25 16:00 | 9 | 2 | 1 | 16 | 6425 | 0.2316
2018-09-25 17:00 | 9 | 2 | 1 | 17 | 6426 | 0.059885
2018-09-25 18:00 | 9 | 2 | 1 | 18 | 6427 | 0.00071296
2018-09-25 19:00 | 9 | 2 | 1 | 19 | 6428 | 0
2018-09-25 20:00 | 9 | 2 | 1 | 20 | 6429 | 0
2018-09-25 21:00 | 9 | 2 | 1 | 21 | 6430 | 0
2018-09-25 22:00 | 9 | 2 | 1 | 22 | 6431 | 0
2018-09-25 23:00 | 9 | 2 | 1 | 23 | 6432 | 0
2018-09-26 | 9 | 3 | 1 | 0 | 6433 | 0
2018-09-26 01:00 | 9 | 3 | 1 | 1 | 6434 | 0
2018-09-26 02:00 | 9 | 3 | 1 | 2 | 6435 | 0
2018-09-26 03:00 | 9 | 3 | 1 | 3 | 6436 | 0
2018-09-26 04:00 | 9 | 3 | 1 | 4 | 6437 | 0
2018-09-26 05:00 | 9 | 3 | 1 | 5 | 6438 | 0
2018-09-26 06:00 | 9 | 3 | 1 | 6 | 6439 | 0.018072
2018-09-26 07:00 | 9 | 3 | 1 | 7 | 6440 | 0.15735
2018-09-26 08:00 | 9 | 3 | 1 | 8 | 6441 | 0.33541
2018-09-26 09:00 | 9 | 3 | 1 | 9 | 6442 | 0.48765
2018-09-26 10:00 | 9 | 3 | 1 | 10 | 6443 | 0.58884
2018-09-26 11:00 | 9 | 3 | 1 | 11 | 6444 | 0.63373
2018-09-26 12:00 | 9 | 3 | 1 | 12 | 6445 | 0.64398
2018-09-26 13:00 | 9 | 3 | 1 | 13 | 6446 | 0.59368
2018-09-26 14:00 | 9 | 3 | 1 | 14 | 6447 | 0.5152
2018-09-26 15:00 | 9 | 3 | 1 | 15 | 6448 | 0.37437
2018-09-26 16:00 | 9 | 3 | 1 | 16 | 6449 | 0.21474
2018-09-26 17:00 | 9 | 3 | 1 | 17 | 6450 | 0.057899
2018-09-26 18:00 | 9 | 3 | 1 | 18 | 6451 | 0.00071296
2018-09-26 19:00 | 9 | 3 | 1 | 19 | 6452 | 0
2018-09-26 20:00 | 9 | 3 | 1 | 20 | 6453 | 0
2018-09-26 21:00 | 9 | 3 | 1 | 21 | 6454 | 0
2018-09-26 22:00 | 9 | 3 | 1 | 22 | 6455 | 0
2018-09-26 23:00 | 9 | 3 | 1 | 23 | 6456 | 0
2018-09-27 | 9 | 4 | 1 | 0 | 6457 | 0
2018-09-27 01:00 | 9 | 4 | 1 | 1 | 6458 | 0
2018-09-27 02:00 | 9 | 4 | 1 | 2 | 6459 | 0
2018-09-27 03:00 | 9 | 4 | 1 | 3 | 6460 | 0
2018-09-27 04:00 | 9 | 4 | 1 | 4 | 6461 | 0
2018-09-27 05:00 | 9 | 4 | 1 | 5 | 6462 | 0
2018-09-27 06:00 | 9 | 4 | 1 | 6 | 6463 | 0.010631
2018-09-27 07:00 | 9 | 4 | 1 | 7 | 6464 | 0.11624
2018-09-27 08:00 | 9 | 4 | 1 | 8 | 6465 | 0.25277
2018-09-27 09:00 | 9 | 4 | 1 | 9 | 6466 | 0.36112
2018-09-27 10:00 | 9 | 4 | 1 | 10 | 6467 | 0.43573
2018-09-27 11:00 | 9 | 4 | 1 | 11 | 6468 | 0.50312
2018-09-27 12:00 | 9 | 4 | 1 | 12 | 6469 | 0.51968
2018-09-27 13:00 | 9 | 4 | 1 | 13 | 6470 | 0.46403
2018-09-27 14:00 | 9 | 4 | 1 | 14 | 6471 | 0.38792
2018-09-27 15:00 | 9 | 4 | 1 | 15 | 6472 | 0.30208
2018-09-27 16:00 | 9 | 4 | 1 | 16 | 6473 | 0.18495
2018-09-27 17:00 | 9 | 4 | 1 | 17 | 6474 | 0.047796
2018-09-27 18:00 | 9 | 4 | 1 | 18 | 6475 | 0.00035648
2018-09-27 19:00 | 9 | 4 | 1 | 19 | 6476 | 0
2018-09-27 20:00 | 9 | 4 | 1 | 20 | 6477 | 0
2018-09-27 21:00 | 9 | 4 | 1 | 21 | 6478 | 0
2018-09-27 22:00 | 9 | 4 | 1 | 22 | 6479 | 0
2018-09-27 23:00 | 9 | 4 | 1 | 23 | 6480 | 0
2018-09-28 | 9 | 5 | 1 | 0 | 6481 | 0
2018-09-28 01:00 | 9 | 5 | 1 | 1 | 6482 | 0
2018-09-28 02:00 | 9 | 5 | 1 | 2 | 6483 | 0
2018-09-28 03:00 | 9 | 5 | 1 | 3 | 6484 | 0
2018-09-28 04:00 | 9 | 5 | 1 | 4 | 6485 | 0
2018-09-28 05:00 | 9 | 5 | 1 | 5 | 6486 | 0
2018-09-28 06:00 | 9 | 5 | 1 | 6 | 6487 | 0.012782
2018-09-28 07:00 | 9 | 5 | 1 | 7 | 6488 | 0.15563
2018-09-28 08:00 | 9 | 5 | 1 | 8 | 6489 | 0.33563
2018-09-28 09:00 | 9 | 5 | 1 | 9 | 6490 | 0.49649
2018-09-28 10:00 | 9 | 5 | 1 | 10 | 6491 | 0.60492
2018-09-28 11:00 | 9 | 5 | 1 | 11 | 6492 | 0.65158
2018-09-28 12:00 | 9 | 5 | 1 | 12 | 6493 | 0.6413
2018-09-28 13:00 | 9 | 5 | 1 | 13 | 6494 | 0.57566
2018-09-28 14:00 | 9 | 5 | 1 | 14 | 6495 | 0.50215
2018-09-28 15:00 | 9 | 5 | 1 | 15 | 6496 | 0.37375
2018-09-28 16:00 | 9 | 5 | 1 | 16 | 6497 | 0.2173
2018-09-28 17:00 | 9 | 5 | 1 | 17 | 6498 | 0.051916
2018-09-28 18:00 | 9 | 5 | 1 | 18 | 6499 | 0.00035648
2018-09-28 19:00 | 9 | 5 | 1 | 19 | 6500 | 0
2018-09-28 20:00 | 9 | 5 | 1 | 20 | 6501 | 0
2018-09-28 21:00 | 9 | 5 | 1 | 21 | 6502 | 0
2018-09-28 22:00 | 9 | 5 | 1 | 22 | 6503 | 0
2018-09-28 23:00 | 9 | 5 | 1 | 23 | 6504 | 0
2018-09-29 | 9 | 6 | 2 | 0 | 6505 | 0
2018-09-29 01:00 | 9 | 6 | 2 | 1 | 6506 | 0
2018-09-29 02:00 | 9 | 6 | 2 | 2 | 6507 | 0
2018-09-29 03:00 | 9 | 6 | 2 | 3 | 6508 | 0
2018-09-29 04:00 | 9 | 6 | 2 | 4 | 6509 | 0
2018-09-29 05:00 | 9 | 6 | 2 | 5 | 6510 | 0
2018-09-29 06:00 | 9 | 6 | 2 | 6 | 6511 | 0.0093939
2018-09-29 07:00 | 9 | 6 | 2 | 7 | 6512 | 0.12963
2018-09-29 08:00 | 9 | 6 | 2 | 8 | 6513 | 0.28176
2018-09-29 09:00 | 9 | 6 | 2 | 9 | 6514 | 0.42041
2018-09-29 10:00 | 9 | 6 | 2 | 10 | 6515 | 0.50549
2018-09-29 11:00 | 9 | 6 | 2 | 11 | 6516 | 0.52457
2018-09-29 12:00 | 9 | 6 | 2 | 12 | 6517 | 0.53003
2018-09-29 13:00 | 9 | 6 | 2 | 13 | 6518 | 0.44622
2018-09-29 14:00 | 9 | 6 | 2 | 14 | 6519 | 0.399
2018-09-29 15:00 | 9 | 6 | 2 | 15 | 6520 | 0.2933
2018-09-29 16:00 | 9 | 6 | 2 | 16 | 6521 | 0.17448
2018-09-29 17:00 | 9 | 6 | 2 | 17 | 6522 | 0.040379
2018-09-29 18:00 | 9 | 6 | 2 | 18 | 6523 | 0
2018-09-29 19:00 | 9 | 6 | 2 | 19 | 6524 | 0
2018-09-29 20:00 | 9 | 6 | 2 | 20 | 6525 | 0
2018-09-29 21:00 | 9 | 6 | 2 | 21 | 6526 | 0
2018-09-29 22:00 | 9 | 6 | 2 | 22 | 6527 | 0
2018-09-29 23:00 | 9 | 6 | 2 | 23 | 6528 | 0
2018-09-30 | 9 | 7 | 2 | 0 | 6529 | 0
2018-09-30 01:00 | 9 | 7 | 2 | 1 | 6530 | 0
2018-09-30 02:00 | 9 | 7 | 2 | 2 | 6531 | 0
2018-09-30 03:00 | 9 | 7 | 2 | 3 | 6532 | 0
2018-09-30 04:00 | 9 | 7 | 2 | 4 | 6533 | 0
2018-09-30 05:00 | 9 | 7 | 2 | 5 | 6534 | 0
2018-09-30 06:00 | 9 | 7 | 2 | 6 | 6535 | 0.010609
2018-09-30 07:00 | 9 | 7 | 2 | 7 | 6536 | 0.13824
2018-09-30 08:00 | 9 | 7 | 2 | 8 | 6537 | 0.30445
2018-09-30 09:00 | 9 | 7 | 2 | 9 | 6538 | 0.44289
2018-09-30 10:00 | 9 | 7 | 2 | 10 | 6539 | 0.53701
2018-09-30 11:00 | 9 | 7 | 2 | 11 | 6540 | 0.58295
2018-09-30 12:00 | 9 | 7 | 2 | 12 | 6541 | 0.56898
2018-09-30 13:00 | 9 | 7 | 2 | 13 | 6542 | 0.47815
2018-09-30 14:00 | 9 | 7 | 2 | 14 | 6543 | 0.43158
2018-09-30 15:00 | 9 | 7 | 2 | 15 | 6544 | 0.31384
2018-09-30 16:00 | 9 | 7 | 2 | 16 | 6545 | 0.17566
2018-09-30 17:00 | 9 | 7 | 2 | 17 | 6546 | 0.038294
2018-09-30 18:00 | 9 | 7 | 2 | 18 | 6547 | 0.00035648
2018-09-30 19:00 | 9 | 7 | 2 | 19 | 6548 | 0
2018-09-30 20:00 | 9 | 7 | 2 | 20 | 6549 | 0
2018-09-30 21:00 | 9 | 7 | 2 | 21 | 6550 | 0
2018-09-30 22:00 | 9 | 7 | 2 | 22 | 6551 | 0
2018-09-30 23:00 | 9 | 7 | 2 | 23 | 6552 | 0
2018-10-01 | 10 | 1 | 1 | 0 | 6553 | 0
2018-10-01 01:00 | 10 | 1 | 1 | 1 | 6554 | 0
2018-10-01 02:00 | 10 | 1 | 1 | 2 | 6555 | 0
2018-10-01 03:00 | 10 | 1 | 1 | 3 | 6556 | 0
2018-10-01 04:00 | 10 | 1 | 1 | 4 | 6557 | 0
2018-10-01 05:00 | 10 | 1 | 1 | 5 | 6558 | 0
2018-10-01 06:00 | 10 | 1 | 1 | 6 | 6559 | 0.007937
2018-10-01 07:00 | 10 | 1 | 1 | 7 | 6560 | 0.10526
2018-10-01 08:00 | 10 | 1 | 1 | 8 | 6561 | 0.23565
2018-10-01 09:00 | 10 | 1 | 1 | 9 | 6562 | 0.35456
2018-10-01 10:00 | 10 | 1 | 1 | 10 | 6563 | 0.43054
2018-10-01 11:00 | 10 | 1 | 1 | 11 | 6564 | 0.47538
2018-10-01 12:00 | 10 | 1 | 1 | 12 | 6565 | 0.49609
2018-10-01 13:00 | 10 | 1 | 1 | 13 | 6566 | 0.45322
2018-10-01 14:00 | 10 | 1 | 1 | 14 | 6567 | 0.41908
2018-10-01 15:00 | 10 | 1 | 1 | 15 | 6568 | 0.30447
2018-10-01 16:00 | 10 | 1 | 1 | 16 | 6569 | 0.16093
2018-10-01 17:00 | 10 | 1 | 1 | 17 | 6570 | 0.033812
2018-10-01 18:00 | 10 | 1 | 1 | 18 | 6571 | 0
2018-10-01 19:00 | 10 | 1 | 1 | 19 | 6572 | 0
2018-10-01 20:00 | 10 | 1 | 1 | 20 | 6573 | 0
2018-10-01 21:00 | 10 | 1 | 1 | 21 | 6574 | 0
2018-10-01 22:00 | 10 | 1 | 1 | 22 | 6575 | 0
2018-10-01 23:00 | 10 | 1 | 1 | 23 | 6576 | 0
2018-10-02 | 10 | 2 | 1 | 0 | 6577 | 0
2018-10-02 01:00 | 10 | 2 | 1 | 1 | 6578 | 0
2018-10-02 02:00 | 10 | 2 | 1 | 2 | 6579 | 0
2018-10-02 03:00 | 10 | 2 | 1 | 3 | 6580 | 0
2018-10-02 04:00 | 10 | 2 | 1 | 4 | 6581 | 0
2018-10-02 05:00 | 10 | 2 | 1 | 5 | 6582 | 0
2018-10-02 06:00 | 10 | 2 | 1 | 6 | 6583 | 0.0087572
2018-10-02 07:00 | 10 | 2 | 1 | 7 | 6584 | 0.12208
2018-10-02 08:00 | 10 | 2 | 1 | 8 | 6585 | 0.29124
2018-10-02 09:00 | 10 | 2 | 1 | 9 | 6586 | 0.4411
2018-10-02 10:00 | 10 | 2 | 1 | 10 | 6587 | 0.53745
2018-10-02 11:00 | 10 | 2 | 1 | 11 | 6588 | 0.56562
2018-10-02 12:00 | 10 | 2 | 1 | 12 | 6589 | 0.56382
2018-10-02 13:00 | 10 | 2 | 1 | 13 | 6590 | 0.47108
2018-10-02 14:00 | 10 | 2 | 1 | 14 | 6591 | 0.41799
2018-10-02 15:00 | 10 | 2 | 1 | 15 | 6592 | 0.31202
2018-10-02 16:00 | 10 | 2 | 1 | 16 | 6593 | 0.16267
2018-10-02 17:00 | 10 | 2 | 1 | 17 | 6594 | 0.034073
2018-10-02 18:00 | 10 | 2 | 1 | 18 | 6595 | 0
2018-10-02 19:00 | 10 | 2 | 1 | 19 | 6596 | 0
2018-10-02 20:00 | 10 | 2 | 1 | 20 | 6597 | 0
2018-10-02 21:00 | 10 | 2 | 1 | 21 | 6598 | 0
2018-10-02 22:00 | 10 | 2 | 1 | 22 | 6599 | 0
2018-10-02 23:00 | 10 | 2 | 1 | 23 | 6600 | 0
2018-10-03 | 10 | 3 | 1 | 0 | 6601 | 0
2018-10-03 01:00 | 10 | 3 | 1 | 1 | 6602 | 0
2018-10-03 02:00 | 10 | 3 | 1 | 2 | 6603 | 0
2018-10-03 03:00 | 10 | 3 | 1 | 3 | 6604 | 0
2018-10-03 04:00 | 10 | 3 | 1 | 4 | 6605 | 0
2018-10-03 05:00 | 10 | 3 | 1 | 5 | 6606 | 0
2018-10-03 06:00 | 10 | 3 | 1 | 6 | 6607 | 0.004109
2018-10-03 07:00 | 10 | 3 | 1 | 7 | 6608 | 0.096102
2018-10-03 08:00 | 10 | 3 | 1 | 8 | 6609 | 0.23914
2018-10-03 09:00 | 10 | 3 | 1 | 9 | 6610 | 0.38268
2018-10-03 10:00 | 10 | 3 | 1 | 10 | 6611 | 0.46707
2018-10-03 11:00 | 10 | 3 | 1 | 11 | 6612 | 0.47952
2018-10-03 12:00 | 10 | 3 | 1 | 12 | 6613 | 0.46371
2018-10-03 13:00 | 10 | 3 | 1 | 13 | 6614 | 0.3757
2018-10-03 14:00 | 10 | 3 | 1 | 14 | 6615 | 0.36756
2018-10-03 15:00 | 10 | 3 | 1 | 15 | 6616 | 0.28575
2018-10-03 16:00 | 10 | 3 | 1 | 16 | 6617 | 0.15085
2018-10-03 17:00 | 10 | 3 | 1 | 17 | 6618 | 0.028798
2018-10-03 18:00 | 10 | 3 | 1 | 18 | 6619 | 0
2018-10-03 19:00 | 10 | 3 | 1 | 19 | 6620 | 0
2018-10-03 20:00 | 10 | 3 | 1 | 20 | 6621 | 0
2018-10-03 21:00 | 10 | 3 | 1 | 21 | 6622 | 0
2018-10-03 22:00 | 10 | 3 | 1 | 22 | 6623 | 0
2018-10-03 23:00 | 10 | 3 | 1 | 23 | 6624 | 0
2018-10-04 | 10 | 4 | 1 | 0 | 6625 | 0
2018-10-04 01:00 | 10 | 4 | 1 | 1 | 6626 | 0
2018-10-04 02:00 | 10 | 4 | 1 | 2 | 6627 | 0
2018-10-04 03:00 | 10 | 4 | 1 | 3 | 6628 | 0
2018-10-04 04:00 | 10 | 4 | 1 | 4 | 6629 | 0
2018-10-04 05:00 | 10 | 4 | 1 | 5 | 6630 | 0
2018-10-04 06:00 | 10 | 4 | 1 | 6 | 6631 | 0.0054652
2018-10-04 07:00 | 10 | 4 | 1 | 7 | 6632 | 0.099021
2018-10-04 08:00 | 10 | 4 | 1 | 8 | 6633 | 0.22654
2018-10-04 09:00 | 10 | 4 | 1 | 9 | 6634 | 0.32115
2018-10-04 10:00 | 10 | 4 | 1 | 10 | 6635 | 0.38419
2018-10-04 11:00 | 10 | 4 | 1 | 11 | 6636 | 0.39906
2018-10-04 12:00 | 10 | 4 | 1 | 12 | 6637 | 0.35565
2018-10-04 13:00 | 10 | 4 | 1 | 13 | 6638 | 0.31305
2018-10-04 14:00 | 10 | 4 | 1 | 14 | 6639 | 0.30339
2018-10-04 15:00 | 10 | 4 | 1 | 15 | 6640 | 0.20343
2018-10-04 16:00 | 10 | 4 | 1 | 16 | 6641 | 0.11442
2018-10-04 17:00 | 10 | 4 | 1 | 17 | 6642 | 0.020958
2018-10-04 18:00 | 10 | 4 | 1 | 18 | 6643 | 0
2018-10-04 19:00 | 10 | 4 | 1 | 19 | 6644 | 0
2018-10-04 20:00 | 10 | 4 | 1 | 20 | 6645 | 0
2018-10-04 21:00 | 10 | 4 | 1 | 21 | 6646 | 0
2018-10-04 22:00 | 10 | 4 | 1 | 22 | 6647 | 0
2018-10-04 23:00 | 10 | 4 | 1 | 23 | 6648 | 0
2018-10-05 | 10 | 5 | 1 | 0 | 6649 | 0
2018-10-05 01:00 | 10 | 5 | 1 | 1 | 6650 | 0
2018-10-05 02:00 | 10 | 5 | 1 | 2 | 6651 | 0
2018-10-05 03:00 | 10 | 5 | 1 | 3 | 6652 | 0
2018-10-05 04:00 | 10 | 5 | 1 | 4 | 6653 | 0
2018-10-05 05:00 | 10 | 5 | 1 | 5 | 6654 | 0
2018-10-05 06:00 | 10 | 5 | 1 | 6 | 6655 | 0.0052188
2018-10-05 07:00 | 10 | 5 | 1 | 7 | 6656 | 0.089806
2018-10-05 08:00 | 10 | 5 | 1 | 8 | 6657 | 0.2034
2018-10-05 09:00 | 10 | 5 | 1 | 9 | 6658 | 0.31636
2018-10-05 10:00 | 10 | 5 | 1 | 10 | 6659 | 0.3945
2018-10-05 11:00 | 10 | 5 | 1 | 11 | 6660 | 0.45278
2018-10-05 12:00 | 10 | 5 | 1 | 12 | 6661 | 0.47012
2018-10-05 13:00 | 10 | 5 | 1 | 13 | 6662 | 0.4379
2018-10-05 14:00 | 10 | 5 | 1 | 14 | 6663 | 0.37795
2018-10-05 15:00 | 10 | 5 | 1 | 15 | 6664 | 0.26583
2018-10-05 16:00 | 10 | 5 | 1 | 16 | 6665 | 0.13427
2018-10-05 17:00 | 10 | 5 | 1 | 17 | 6666 | 0.024069
2018-10-05 18:00 | 10 | 5 | 1 | 18 | 6667 | 0
2018-10-05 19:00 | 10 | 5 | 1 | 19 | 6668 | 0
2018-10-05 20:00 | 10 | 5 | 1 | 20 | 6669 | 0
2018-10-05 21:00 | 10 | 5 | 1 | 21 | 6670 | 0
2018-10-05 22:00 | 10 | 5 | 1 | 22 | 6671 | 0
2018-10-05 23:00 | 10 | 5 | 1 | 23 | 6672 | 0
2018-10-06 | 10 | 6 | 2 | 0 | 6673 | 0
2018-10-06 01:00 | 10 | 6 | 2 | 1 | 6674 | 0
2018-10-06 02:00 | 10 | 6 | 2 | 2 | 6675 | 0
2018-10-06 03:00 | 10 | 6 | 2 | 3 | 6676 | 0
2018-10-06 04:00 | 10 | 6 | 2 | 4 | 6677 | 0
2018-10-06 05:00 | 10 | 6 | 2 | 5 | 6678 | 0
2018-10-06 06:00 | 10 | 6 | 2 | 6 | 6679 | 0.0093515
2018-10-06 07:00 | 10 | 6 | 2 | 7 | 6680 | 0.12449
2018-10-06 08:00 | 10 | 6 | 2 | 8 | 6681 | 0.28184
2018-10-06 09:00 | 10 | 6 | 2 | 9 | 6682 | 0.42455
2018-10-06 10:00 | 10 | 6 | 2 | 10 | 6683 | 0.5069
2018-10-06 11:00 | 10 | 6 | 2 | 11 | 6684 | 0.55467
2018-10-06 12:00 | 10 | 6 | 2 | 12 | 6685 | 0.5664
2018-10-06 13:00 | 10 | 6 | 2 | 13 | 6686 | 0.55195
2018-10-06 14:00 | 10 | 6 | 2 | 14 | 6687 | 0.44568
2018-10-06 15:00 | 10 | 6 | 2 | 15 | 6688 | 0.32899
2018-10-06 16:00 | 10 | 6 | 2 | 16 | 6689 | 0.15663
2018-10-06 17:00 | 10 | 6 | 2 | 17 | 6690 | 0.026159
2018-10-06 18:00 | 10 | 6 | 2 | 18 | 6691 | 0
2018-10-06 19:00 | 10 | 6 | 2 | 19 | 6692 | 0
2018-10-06 20:00 | 10 | 6 | 2 | 20 | 6693 | 0
2018-10-06 21:00 | 10 | 6 | 2 | 21 | 6694 | 0
2018-10-06 22:00 | 10 | 6 | 2 | 22 | 6695 | 0
2018-10-06 23:00 | 10 | 6 | 2 | 23 | 6696 | 0
2018-10-07 | 10 | 7 | 2 | 0 | 6697 | 0
2018-10-07 01:00 | 10 | 7 | 2 | 1 | 6698 | 0
2018-10-07 02:00 | 10 | 7 | 2 | 2 | 6699 | 0
2018-10-07 03:00 | 10 | 7 | 2 | 3 | 6700 | 0
2018-10-07 04:00 | 10 | 7 | 2 | 4 | 6701 | 0
2018-10-07 05:00 | 10 | 7 | 2 | 5 | 6702 | 0
2018-10-07 06:00 | 10 | 7 | 2 | 6 | 6703 | 0.0088559
2018-10-07 07:00 | 10 | 7 | 2 | 7 | 6704 | 0.11668
2018-10-07 08:00 | 10 | 7 | 2 | 8 | 6705 | 0.26502
2018-10-07 09:00 | 10 | 7 | 2 | 9 | 6706 | 0.39081
2018-10-07 10:00 | 10 | 7 | 2 | 10 | 6707 | 0.51312
2018-10-07 11:00 | 10 | 7 | 2 | 11 | 6708 | 0.55601
2018-10-07 12:00 | 10 | 7 | 2 | 12 | 6709 | 0.55451
2018-10-07 13:00 | 10 | 7 | 2 | 13 | 6710 | 0.53726
2018-10-07 14:00 | 10 | 7 | 2 | 14 | 6711 | 0.4354
2018-10-07 15:00 | 10 | 7 | 2 | 15 | 6712 | 0.30258
2018-10-07 16:00 | 10 | 7 | 2 | 16 | 6713 | 0.15592
2018-10-07 17:00 | 10 | 7 | 2 | 17 | 6714 | 0.025814
2018-10-07 18:00 | 10 | 7 | 2 | 18 | 6715 | 0
2018-10-07 19:00 | 10 | 7 | 2 | 19 | 6716 | 0
2018-10-07 20:00 | 10 | 7 | 2 | 20 | 6717 | 0
2018-10-07 21:00 | 10 | 7 | 2 | 21 | 6718 | 0
2018-10-07 22:00 | 10 | 7 | 2 | 22 | 6719 | 0
2018-10-07 23:00 | 10 | 7 | 2 | 23 | 6720 | 0
2018-10-08 | 10 | 1 | 1 | 0 | 6721 | 0
2018-10-08 01:00 | 10 | 1 | 1 | 1 | 6722 | 0
2018-10-08 02:00 | 10 | 1 | 1 | 2 | 6723 | 0
2018-10-08 03:00 | 10 | 1 | 1 | 3 | 6724 | 0
2018-10-08 04:00 | 10 | 1 | 1 | 4 | 6725 | 0
2018-10-08 05:00 | 10 | 1 | 1 | 5 | 6726 | 0
2018-10-08 06:00 | 10 | 1 | 1 | 6 | 6727 | 0.0090149
2018-10-08 07:00 | 10 | 1 | 1 | 7 | 6728 | 0.13489
2018-10-08 08:00 | 10 | 1 | 1 | 8 | 6729 | 0.30333
2018-10-08 09:00 | 10 | 1 | 1 | 9 | 6730 | 0.45014
2018-10-08 10:00 | 10 | 1 | 1 | 10 | 6731 | 0.55688
2018-10-08 11:00 | 10 | 1 | 1 | 11 | 6732 | 0.59159
2018-10-08 12:00 | 10 | 1 | 1 | 12 | 6733 | 0.59219
2018-10-08 13:00 | 10 | 1 | 1 | 13 | 6734 | 0.57026
2018-10-08 14:00 | 10 | 1 | 1 | 14 | 6735 | 0.4503
2018-10-08 15:00 | 10 | 1 | 1 | 15 | 6736 | 0.32166
2018-10-08 16:00 | 10 | 1 | 1 | 16 | 6737 | 0.15173
2018-10-08 17:00 | 10 | 1 | 1 | 17 | 6738 | 0.023706
2018-10-08 18:00 | 10 | 1 | 1 | 18 | 6739 | 0
2018-10-08 19:00 | 10 | 1 | 1 | 19 | 6740 | 0
2018-10-08 20:00 | 10 | 1 | 1 | 20 | 6741 | 0
2018-10-08 21:00 | 10 | 1 | 1 | 21 | 6742 | 0
2018-10-08 22:00 | 10 | 1 | 1 | 22 | 6743 | 0
2018-10-08 23:00 | 10 | 1 | 1 | 23 | 6744 | 0
2018-10-09 | 10 | 2 | 1 | 0 | 6745 | 0
2018-10-09 01:00 | 10 | 2 | 1 | 1 | 6746 | 0
2018-10-09 02:00 | 10 | 2 | 1 | 2 | 6747 | 0
2018-10-09 03:00 | 10 | 2 | 1 | 3 | 6748 | 0
2018-10-09 04:00 | 10 | 2 | 1 | 4 | 6749 | 0
2018-10-09 05:00 | 10 | 2 | 1 | 5 | 6750 | 0
2018-10-09 06:00 | 10 | 2 | 1 | 6 | 6751 | 0.007312
2018-10-09 07:00 | 10 | 2 | 1 | 7 | 6752 | 0.12337
2018-10-09 08:00 | 10 | 2 | 1 | 8 | 6753 | 0.28306
2018-10-09 09:00 | 10 | 2 | 1 | 9 | 6754 | 0.41219
2018-10-09 10:00 | 10 | 2 | 1 | 10 | 6755 | 0.49709
2018-10-09 11:00 | 10 | 2 | 1 | 11 | 6756 | 0.50597
2018-10-09 12:00 | 10 | 2 | 1 | 12 | 6757 | 0.48521
2018-10-09 13:00 | 10 | 2 | 1 | 13 | 6758 | 0.46949
2018-10-09 14:00 | 10 | 2 | 1 | 14 | 6759 | 0.34844
2018-10-09 15:00 | 10 | 2 | 1 | 15 | 6760 | 0.2459
2018-10-09 16:00 | 10 | 2 | 1 | 16 | 6761 | 0.12544
2018-10-09 17:00 | 10 | 2 | 1 | 17 | 6762 | 0.017019
2018-10-09 18:00 | 10 | 2 | 1 | 18 | 6763 | 0
2018-10-09 19:00 | 10 | 2 | 1 | 19 | 6764 | 0
2018-10-09 20:00 | 10 | 2 | 1 | 20 | 6765 | 0
2018-10-09 21:00 | 10 | 2 | 1 | 21 | 6766 | 0
2018-10-09 22:00 | 10 | 2 | 1 | 22 | 6767 | 0
2018-10-09 23:00 | 10 | 2 | 1 | 23 | 6768 | 0
2018-10-10 | 10 | 3 | 1 | 0 | 6769 | 0
2018-10-10 01:00 | 10 | 3 | 1 | 1 | 6770 | 0
2018-10-10 02:00 | 10 | 3 | 1 | 2 | 6771 | 0
2018-10-10 03:00 | 10 | 3 | 1 | 3 | 6772 | 0
2018-10-10 04:00 | 10 | 3 | 1 | 4 | 6773 | 0
2018-10-10 05:00 | 10 | 3 | 1 | 5 | 6774 | 0
2018-10-10 06:00 | 10 | 3 | 1 | 6 | 6775 | 0.0053548
2018-10-10 07:00 | 10 | 3 | 1 | 7 | 6776 | 0.093183
2018-10-10 08:00 | 10 | 3 | 1 | 8 | 6777 | 0.22426
2018-10-10 09:00 | 10 | 3 | 1 | 9 | 6778 | 0.3426
2018-10-10 10:00 | 10 | 3 | 1 | 10 | 6779 | 0.44709
2018-10-10 11:00 | 10 | 3 | 1 | 11 | 6780 | 0.49387
2018-10-10 12:00 | 10 | 3 | 1 | 12 | 6781 | 0.49126
2018-10-10 13:00 | 10 | 3 | 1 | 13 | 6782 | 0.48266
2018-10-10 14:00 | 10 | 3 | 1 | 14 | 6783 | 0.32919
2018-10-10 15:00 | 10 | 3 | 1 | 15 | 6784 | 0.23639
2018-10-10 16:00 | 10 | 3 | 1 | 16 | 6785 | 0.11702
2018-10-10 17:00 | 10 | 3 | 1 | 17 | 6786 | 0.014209
2018-10-10 18:00 | 10 | 3 | 1 | 18 | 6787 | 0
2018-10-10 19:00 | 10 | 3 | 1 | 19 | 6788 | 0
2018-10-10 20:00 | 10 | 3 | 1 | 20 | 6789 | 0
2018-10-10 21:00 | 10 | 3 | 1 | 21 | 6790 | 0
2018-10-10 22:00 | 10 | 3 | 1 | 22 | 6791 | 0
2018-10-10 23:00 | 10 | 3 | 1 | 23 | 6792 | 0
2018-10-11 | 10 | 4 | 1 | 0 | 6793 | 0
2018-10-11 01:00 | 10 | 4 | 1 | 1 | 6794 | 0
2018-10-11 02:00 | 10 | 4 | 1 | 2 | 6795 | 0
2018-10-11 03:00 | 10 | 4 | 1 | 3 | 6796 | 0
2018-10-11 04:00 | 10 | 4 | 1 | 4 | 6797 | 0
2018-10-11 05:00 | 10 | 4 | 1 | 5 | 6798 | 0
2018-10-11 06:00 | 10 | 4 | 1 | 6 | 6799 | 0.00396
2018-10-11 07:00 | 10 | 4 | 1 | 7 | 6800 | 0.082542
2018-10-11 08:00 | 10 | 4 | 1 | 8 | 6801 | 0.20328
2018-10-11 09:00 | 10 | 4 | 1 | 9 | 6802 | 0.31517
2018-10-11 10:00 | 10 | 4 | 1 | 10 | 6803 | 0.39645
2018-10-11 11:00 | 10 | 4 | 1 | 11 | 6804 | 0.42094
2018-10-11 12:00 | 10 | 4 | 1 | 12 | 6805 | 0.40707
2018-10-11 13:00 | 10 | 4 | 1 | 13 | 6806 | 0.4006
2018-10-11 14:00 | 10 | 4 | 1 | 14 | 6807 | 0.30059
2018-10-11 15:00 | 10 | 4 | 1 | 15 | 6808 | 0.21858
2018-10-11 16:00 | 10 | 4 | 1 | 16 | 6809 | 0.11563
2018-10-11 17:00 | 10 | 4 | 1 | 17 | 6810 | 0.013214
2018-10-11 18:00 | 10 | 4 | 1 | 18 | 6811 | 0
2018-10-11 19:00 | 10 | 4 | 1 | 19 | 6812 | 0
2018-10-11 20:00 | 10 | 4 | 1 | 20 | 6813 | 0
2018-10-11 21:00 | 10 | 4 | 1 | 21 | 6814 | 0
2018-10-11 22:00 | 10 | 4 | 1 | 22 | 6815 | 0
2018-10-11 23:00 | 10 | 4 | 1 | 23 | 6816 | 0
2018-10-12 | 10 | 5 | 1 | 0 | 6817 | 0
2018-10-12 01:00 | 10 | 5 | 1 | 1 | 6818 | 0
2018-10-12 02:00 | 10 | 5 | 1 | 2 | 6819 | 0
2018-10-12 03:00 | 10 | 5 | 1 | 3 | 6820 | 0
2018-10-12 04:00 | 10 | 5 | 1 | 4 | 6821 | 0
2018-10-12 05:00 | 10 | 5 | 1 | 5 | 6822 | 0
2018-10-12 06:00 | 10 | 5 | 1 | 6 | 6823 | 0.0025818
2018-10-12 07:00 | 10 | 5 | 1 | 7 | 6824 | 0.055667
2018-10-12 08:00 | 10 | 5 | 1 | 8 | 6825 | 0.15131
2018-10-12 09:00 | 10 | 5 | 1 | 9 | 6826 | 0.26004
2018-10-12 10:00 | 10 | 5 | 1 | 10 | 6827 | 0.31777
2018-10-12 11:00 | 10 | 5 | 1 | 11 | 6828 | 0.37244
2018-10-12 12:00 | 10 | 5 | 1 | 12 | 6829 | 0.39653
2018-10-12 13:00 | 10 | 5 | 1 | 13 | 6830 | 0.37214
2018-10-12 14:00 | 10 | 5 | 1 | 14 | 6831 | 0.32222
2018-10-12 15:00 | 10 | 5 | 1 | 15 | 6832 | 0.23939
2018-10-12 16:00 | 10 | 5 | 1 | 16 | 6833 | 0.12117
2018-10-12 17:00 | 10 | 5 | 1 | 17 | 6834 | 0.013916
2018-10-12 18:00 | 10 | 5 | 1 | 18 | 6835 | 0
2018-10-12 19:00 | 10 | 5 | 1 | 19 | 6836 | 0
2018-10-12 20:00 | 10 | 5 | 1 | 20 | 6837 | 0
2018-10-12 21:00 | 10 | 5 | 1 | 21 | 6838 | 0
2018-10-12 22:00 | 10 | 5 | 1 | 22 | 6839 | 0
2018-10-12 23:00 | 10 | 5 | 1 | 23 | 6840 | 0
2018-10-13 | 10 | 6 | 2 | 0 | 6841 | 0
2018-10-13 01:00 | 10 | 6 | 2 | 1 | 6842 | 0
2018-10-13 02:00 | 10 | 6 | 2 | 2 | 6843 | 0
2018-10-13 03:00 | 10 | 6 | 2 | 3 | 6844 | 0
2018-10-13 04:00 | 10 | 6 | 2 | 4 | 6845 | 0
2018-10-13 05:00 | 10 | 6 | 2 | 5 | 6846 | 0
2018-10-13 06:00 | 10 | 6 | 2 | 6 | 6847 | 0.0023243
2018-10-13 07:00 | 10 | 6 | 2 | 7 | 6848 | 0.078851
2018-10-13 08:00 | 10 | 6 | 2 | 8 | 6849 | 0.207
2018-10-13 09:00 | 10 | 6 | 2 | 9 | 6850 | 0.33236
2018-10-13 10:00 | 10 | 6 | 2 | 10 | 6851 | 0.38207
2018-10-13 11:00 | 10 | 6 | 2 | 11 | 6852 | 0.40279
2018-10-13 12:00 | 10 | 6 | 2 | 12 | 6853 | 0.44417
2018-10-13 13:00 | 10 | 6 | 2 | 13 | 6854 | 0.39083
2018-10-13 14:00 | 10 | 6 | 2 | 14 | 6855 | 0.34518
2018-10-13 15:00 | 10 | 6 | 2 | 15 | 6856 | 0.23728
2018-10-13 16:00 | 10 | 6 | 2 | 16 | 6857 | 0.12333
2018-10-13 17:00 | 10 | 6 | 2 | 17 | 6858 | 0.013355
2018-10-13 18:00 | 10 | 6 | 2 | 18 | 6859 | 0
2018-10-13 19:00 | 10 | 6 | 2 | 19 | 6860 | 0
2018-10-13 20:00 | 10 | 6 | 2 | 20 | 6861 | 0
2018-10-13 21:00 | 10 | 6 | 2 | 21 | 6862 | 0
2018-10-13 22:00 | 10 | 6 | 2 | 22 | 6863 | 0
2018-10-13 23:00 | 10 | 6 | 2 | 23 | 6864 | 0
2018-10-14 | 10 | 7 | 2 | 0 | 6865 | 0
2018-10-14 01:00 | 10 | 7 | 2 | 1 | 6866 | 0
2018-10-14 02:00 | 10 | 7 | 2 | 2 | 6867 | 0
2018-10-14 03:00 | 10 | 7 | 2 | 3 | 6868 | 0
2018-10-14 04:00 | 10 | 7 | 2 | 4 | 6869 | 0
2018-10-14 05:00 | 10 | 7 | 2 | 5 | 6870 | 0
2018-10-14 06:00 | 10 | 7 | 2 | 6 | 6871 | 0.0036822
2018-10-14 07:00 | 10 | 7 | 2 | 7 | 6872 | 0.09851
2018-10-14 08:00 | 10 | 7 | 2 | 8 | 6873 | 0.2557
2018-10-14 09:00 | 10 | 7 | 2 | 9 | 6874 | 0.3762
2018-10-14 10:00 | 10 | 7 | 2 | 10 | 6875 | 0.46918
2018-10-14 11:00 | 10 | 7 | 2 | 11 | 6876 | 0.49191
2018-10-14 12:00 | 10 | 7 | 2 | 12 | 6877 | 0.47697
2018-10-14 13:00 | 10 | 7 | 2 | 13 | 6878 | 0.40187
2018-10-14 14:00 | 10 | 7 | 2 | 14 | 6879 | 0.37818
2018-10-14 15:00 | 10 | 7 | 2 | 15 | 6880 | 0.27442
2018-10-14 16:00 | 10 | 7 | 2 | 16 | 6881 | 0.1302
2018-10-14 17:00 | 10 | 7 | 2 | 17 | 6882 | 0.013535
2018-10-14 18:00 | 10 | 7 | 2 | 18 | 6883 | 0
2018-10-14 19:00 | 10 | 7 | 2 | 19 | 6884 | 0
2018-10-14 20:00 | 10 | 7 | 2 | 20 | 6885 | 0
2018-10-14 21:00 | 10 | 7 | 2 | 21 | 6886 | 0
2018-10-14 22:00 | 10 | 7 | 2 | 22 | 6887 | 0
2018-10-14 23:00 | 10 | 7 | 2 | 23 | 6888 | 0
2018-10-15 | 10 | 1 | 1 | 0 | 6889 | 0
2018-10-15 01:00 | 10 | 1 | 1 | 1 | 6890 | 0
2018-10-15 02:00 | 10 | 1 | 1 | 2 | 6891 | 0
2018-10-15 03:00 | 10 | 1 | 1 | 3 | 6892 | 0
2018-10-15 04:00 | 10 | 1 | 1 | 4 | 6893 | 0
2018-10-15 05:00 | 10 | 1 | 1 | 5 | 6894 | 0
2018-10-15 06:00 | 10 | 1 | 1 | 6 | 6895 | 0.0043503
2018-10-15 07:00 | 10 | 1 | 1 | 7 | 6896 | 0.099045
2018-10-15 08:00 | 10 | 1 | 1 | 8 | 6897 | 0.24889
2018-10-15 09:00 | 10 | 1 | 1 | 9 | 6898 | 0.39476
2018-10-15 10:00 | 10 | 1 | 1 | 10 | 6899 | 0.48789
2018-10-15 11:00 | 10 | 1 | 1 | 11 | 6900 | 0.51809
2018-10-15 12:00 | 10 | 1 | 1 | 12 | 6901 | 0.52261
2018-10-15 13:00 | 10 | 1 | 1 | 13 | 6902 | 0.45073
2018-10-15 14:00 | 10 | 1 | 1 | 14 | 6903 | 0.38478
2018-10-15 15:00 | 10 | 1 | 1 | 15 | 6904 | 0.27156
2018-10-15 16:00 | 10 | 1 | 1 | 16 | 6905 | 0.11647
2018-10-15 17:00 | 10 | 1 | 1 | 17 | 6906 | 0.010528
2018-10-15 18:00 | 10 | 1 | 1 | 18 | 6907 | 0
2018-10-15 19:00 | 10 | 1 | 1 | 19 | 6908 | 0
2018-10-15 20:00 | 10 | 1 | 1 | 20 | 6909 | 0
2018-10-15 21:00 | 10 | 1 | 1 | 21 | 6910 | 0
2018-10-15 22:00 | 10 | 1 | 1 | 22 | 6911 | 0
2018-10-15 23:00 | 10 | 1 | 1 | 23 | 6912 | 0
2018-10-16 | 10 | 2 | 1 | 0 | 6913 | 0
2018-10-16 01:00 | 10 | 2 | 1 | 1 | 6914 | 0
2018-10-16 02:00 | 10 | 2 | 1 | 2 | 6915 | 0
2018-10-16 03:00 | 10 | 2 | 1 | 3 | 6916 | 0
2018-10-16 04:00 | 10 | 2 | 1 | 4 | 6917 | 0
2018-10-16 05:00 | 10 | 2 | 1 | 5 | 6918 | 0
2018-10-16 06:00 | 10 | 2 | 1 | 6 | 6919 | 0.0024583
2018-10-16 07:00 | 10 | 2 | 1 | 7 | 6920 | 0.06926
2018-10-16 08:00 | 10 | 2 | 1 | 8 | 6921 | 0.1821
2018-10-16 09:00 | 10 | 2 | 1 | 9 | 6922 | 0.30436
2018-10-16 10:00 | 10 | 2 | 1 | 10 | 6923 | 0.39457
2018-10-16 11:00 | 10 | 2 | 1 | 11 | 6924 | 0.44135
2018-10-16 12:00 | 10 | 2 | 1 | 12 | 6925 | 0.44151
2018-10-16 13:00 | 10 | 2 | 1 | 13 | 6926 | 0.39238
2018-10-16 14:00 | 10 | 2 | 1 | 14 | 6927 | 0.32591
2018-10-16 15:00 | 10 | 2 | 1 | 15 | 6928 | 0.21466
2018-10-16 16:00 | 10 | 2 | 1 | 16 | 6929 | 0.10252
2018-10-16 17:00 | 10 | 2 | 1 | 17 | 6930 | 0.0080756
2018-10-16 18:00 | 10 | 2 | 1 | 18 | 6931 | 0
2018-10-16 19:00 | 10 | 2 | 1 | 19 | 6932 | 0
2018-10-16 20:00 | 10 | 2 | 1 | 20 | 6933 | 0
2018-10-16 21:00 | 10 | 2 | 1 | 21 | 6934 | 0
2018-10-16 22:00 | 10 | 2 | 1 | 22 | 6935 | 0
2018-10-16 23:00 | 10 | 2 | 1 | 23 | 6936 | 0
2018-10-17 | 10 | 3 | 1 | 0 | 6937 | 0
2018-10-17 01:00 | 10 | 3 | 1 | 1 | 6938 | 0
2018-10-17 02:00 | 10 | 3 | 1 | 2 | 6939 | 0
2018-10-17 03:00 | 10 | 3 | 1 | 3 | 6940 | 0
2018-10-17 04:00 | 10 | 3 | 1 | 4 | 6941 | 0
2018-10-17 05:00 | 10 | 3 | 1 | 5 | 6942 | 0
2018-10-17 06:00 | 10 | 3 | 1 | 6 | 6943 | 0.0019611
2018-10-17 07:00 | 10 | 3 | 1 | 7 | 6944 | 0.081062
2018-10-17 08:00 | 10 | 3 | 1 | 8 | 6945 | 0.21619
2018-10-17 09:00 | 10 | 3 | 1 | 9 | 6946 | 0.34077
2018-10-17 10:00 | 10 | 3 | 1 | 10 | 6947 | 0.41364
2018-10-17 11:00 | 10 | 3 | 1 | 11 | 6948 | 0.44998
2018-10-17 12:00 | 10 | 3 | 1 | 12 | 6949 | 0.43774
2018-10-17 13:00 | 10 | 3 | 1 | 13 | 6950 | 0.37362
2018-10-17 14:00 | 10 | 3 | 1 | 14 | 6951 | 0.33655
2018-10-17 15:00 | 10 | 3 | 1 | 15 | 6952 | 0.23945
2018-10-17 16:00 | 10 | 3 | 1 | 16 | 6953 | 0.1027
2018-10-17 17:00 | 10 | 3 | 1 | 17 | 6954 | 0.0077687
2018-10-17 18:00 | 10 | 3 | 1 | 18 | 6955 | 0
2018-10-17 19:00 | 10 | 3 | 1 | 19 | 6956 | 0
2018-10-17 20:00 | 10 | 3 | 1 | 20 | 6957 | 0
2018-10-17 21:00 | 10 | 3 | 1 | 21 | 6958 | 0
2018-10-17 22:00 | 10 | 3 | 1 | 22 | 6959 | 0
2018-10-17 23:00 | 10 | 3 | 1 | 23 | 6960 | 0
2018-10-18 | 10 | 4 | 1 | 0 | 6961 | 0
2018-10-18 01:00 | 10 | 4 | 1 | 1 | 6962 | 0
2018-10-18 02:00 | 10 | 4 | 1 | 2 | 6963 | 0
2018-10-18 03:00 | 10 | 4 | 1 | 3 | 6964 | 0
2018-10-18 04:00 | 10 | 4 | 1 | 4 | 6965 | 0
2018-10-18 05:00 | 10 | 4 | 1 | 5 | 6966 | 0
2018-10-18 06:00 | 10 | 4 | 1 | 6 | 6967 | 0.0020596
2018-10-18 07:00 | 10 | 4 | 1 | 7 | 6968 | 0.082874
2018-10-18 08:00 | 10 | 4 | 1 | 8 | 6969 | 0.22406
2018-10-18 09:00 | 10 | 4 | 1 | 9 | 6970 | 0.34568
2018-10-18 10:00 | 10 | 4 | 1 | 10 | 6971 | 0.44547
2018-10-18 11:00 | 10 | 4 | 1 | 11 | 6972 | 0.50603
2018-10-18 12:00 | 10 | 4 | 1 | 12 | 6973 | 0.52128
2018-10-18 13:00 | 10 | 4 | 1 | 13 | 6974 | 0.41606
2018-10-18 14:00 | 10 | 4 | 1 | 14 | 6975 | 0.37504
2018-10-18 15:00 | 10 | 4 | 1 | 15 | 6976 | 0.24947
2018-10-18 16:00 | 10 | 4 | 1 | 16 | 6977 | 0.096076
2018-10-18 17:00 | 10 | 4 | 1 | 17 | 6978 | 0.0065083
2018-10-18 18:00 | 10 | 4 | 1 | 18 | 6979 | 0
2018-10-18 19:00 | 10 | 4 | 1 | 19 | 6980 | 0
2018-10-18 20:00 | 10 | 4 | 1 | 20 | 6981 | 0
2018-10-18 21:00 | 10 | 4 | 1 | 21 | 6982 | 0
2018-10-18 22:00 | 10 | 4 | 1 | 22 | 6983 | 0
2018-10-18 23:00 | 10 | 4 | 1 | 23 | 6984 | 0
2018-10-19 | 10 | 5 | 1 | 0 | 6985 | 0
2018-10-19 01:00 | 10 | 5 | 1 | 1 | 6986 | 0
2018-10-19 02:00 | 10 | 5 | 1 | 2 | 6987 | 0
2018-10-19 03:00 | 10 | 5 | 1 | 3 | 6988 | 0
2018-10-19 04:00 | 10 | 5 | 1 | 4 | 6989 | 0
2018-10-19 05:00 | 10 | 5 | 1 | 5 | 6990 | 0
2018-10-19 06:00 | 10 | 5 | 1 | 6 | 6991 | 0.00035841
2018-10-19 07:00 | 10 | 5 | 1 | 7 | 6992 | 0.05624
2018-10-19 08:00 | 10 | 5 | 1 | 8 | 6993 | 0.17631
2018-10-19 09:00 | 10 | 5 | 1 | 9 | 6994 | 0.29688
2018-10-19 10:00 | 10 | 5 | 1 | 10 | 6995 | 0.36363
2018-10-19 11:00 | 10 | 5 | 1 | 11 | 6996 | 0.41926
2018-10-19 12:00 | 10 | 5 | 1 | 12 | 6997 | 0.42946
2018-10-19 13:00 | 10 | 5 | 1 | 13 | 6998 | 0.36526
2018-10-19 14:00 | 10 | 5 | 1 | 14 | 6999 | 0.35083
2018-10-19 15:00 | 10 | 5 | 1 | 15 | 7000 | 0.24669
2018-10-19 16:00 | 10 | 5 | 1 | 16 | 7001 | 0.10775
2018-10-19 17:00 | 10 | 5 | 1 | 17 | 7002 | 0.0076027
2018-10-19 18:00 | 10 | 5 | 1 | 18 | 7003 | 0
2018-10-19 19:00 | 10 | 5 | 1 | 19 | 7004 | 0
2018-10-19 20:00 | 10 | 5 | 1 | 20 | 7005 | 0
2018-10-19 21:00 | 10 | 5 | 1 | 21 | 7006 | 0
2018-10-19 22:00 | 10 | 5 | 1 | 22 | 7007 | 0
2018-10-19 23:00 | 10 | 5 | 1 | 23 | 7008 | 0
2018-10-20 | 10 | 6 | 2 | 0 | 7009 | 0
2018-10-20 01:00 | 10 | 6 | 2 | 1 | 7010 | 0
2018-10-20 02:00 | 10 | 6 | 2 | 2 | 7011 | 0
2018-10-20 03:00 | 10 | 6 | 2 | 3 | 7012 | 0
2018-10-20 04:00 | 10 | 6 | 2 | 4 | 7013 | 0
2018-10-20 05:00 | 10 | 6 | 2 | 5 | 7014 | 0
2018-10-20 06:00 | 10 | 6 | 2 | 6 | 7015 | 0.00037857
2018-10-20 07:00 | 10 | 6 | 2 | 7 | 7016 | 0.052692
2018-10-20 08:00 | 10 | 6 | 2 | 8 | 7017 | 0.18072
2018-10-20 09:00 | 10 | 6 | 2 | 9 | 7018 | 0.28831
2018-10-20 10:00 | 10 | 6 | 2 | 10 | 7019 | 0.35815
2018-10-20 11:00 | 10 | 6 | 2 | 11 | 7020 | 0.4292
2018-10-20 12:00 | 10 | 6 | 2 | 12 | 7021 | 0.43851
2018-10-20 13:00 | 10 | 6 | 2 | 13 | 7022 | 0.3514
2018-10-20 14:00 | 10 | 6 | 2 | 14 | 7023 | 0.25705
2018-10-20 15:00 | 10 | 6 | 2 | 15 | 7024 | 0.18413
2018-10-20 16:00 | 10 | 6 | 2 | 16 | 7025 | 0.082985
2018-10-20 17:00 | 10 | 6 | 2 | 17 | 7026 | 0.0044192
2018-10-20 18:00 | 10 | 6 | 2 | 18 | 7027 | 0
2018-10-20 19:00 | 10 | 6 | 2 | 19 | 7028 | 0
2018-10-20 20:00 | 10 | 6 | 2 | 20 | 7029 | 0
2018-10-20 21:00 | 10 | 6 | 2 | 21 | 7030 | 0
2018-10-20 22:00 | 10 | 6 | 2 | 22 | 7031 | 0
2018-10-20 23:00 | 10 | 6 | 2 | 23 | 7032 | 0
2018-10-21 | 10 | 7 | 2 | 0 | 7033 | 0
2018-10-21 01:00 | 10 | 7 | 2 | 1 | 7034 | 0
2018-10-21 02:00 | 10 | 7 | 2 | 2 | 7035 | 0
2018-10-21 03:00 | 10 | 7 | 2 | 3 | 7036 | 0
2018-10-21 04:00 | 10 | 7 | 2 | 4 | 7037 | 0
2018-10-21 05:00 | 10 | 7 | 2 | 5 | 7038 | 0
2018-10-21 06:00 | 10 | 7 | 2 | 6 | 7039 | 0.00036513
2018-10-21 07:00 | 10 | 7 | 2 | 7 | 7040 | 0.055484
2018-10-21 08:00 | 10 | 7 | 2 | 8 | 7041 | 0.17392
2018-10-21 09:00 | 10 | 7 | 2 | 9 | 7042 | 0.27987
2018-10-21 10:00 | 10 | 7 | 2 | 10 | 7043 | 0.31354
2018-10-21 11:00 | 10 | 7 | 2 | 11 | 7044 | 0.3299
2018-10-21 12:00 | 10 | 7 | 2 | 12 | 7045 | 0.34674
2018-10-21 13:00 | 10 | 7 | 2 | 13 | 7046 | 0.28196
2018-10-21 14:00 | 10 | 7 | 2 | 14 | 7047 | 0.28519
2018-10-21 15:00 | 10 | 7 | 2 | 15 | 7048 | 0.20831
2018-10-21 16:00 | 10 | 7 | 2 | 16 | 7049 | 0.083729
2018-10-21 17:00 | 10 | 7 | 2 | 17 | 7050 | 0.0047756
2018-10-21 18:00 | 10 | 7 | 2 | 18 | 7051 | 0
2018-10-21 19:00 | 10 | 7 | 2 | 19 | 7052 | 0
2018-10-21 20:00 | 10 | 7 | 2 | 20 | 7053 | 0
2018-10-21 21:00 | 10 | 7 | 2 | 21 | 7054 | 0
2018-10-21 22:00 | 10 | 7 | 2 | 22 | 7055 | 0
2018-10-21 23:00 | 10 | 7 | 2 | 23 | 7056 | 0
2018-10-22 | 10 | 1 | 1 | 0 | 7057 | 0
2018-10-22 01:00 | 10 | 1 | 1 | 1 | 7058 | 0
2018-10-22 02:00 | 10 | 1 | 1 | 2 | 7059 | 0
2018-10-22 03:00 | 10 | 1 | 1 | 3 | 7060 | 0
2018-10-22 04:00 | 10 | 1 | 1 | 4 | 7061 | 0
2018-10-22 05:00 | 10 | 1 | 1 | 5 | 7062 | 0
2018-10-22 06:00 | 10 | 1 | 1 | 6 | 7063 | 0.0010668
2018-10-22 07:00 | 10 | 1 | 1 | 7 | 7064 | 0.087333
2018-10-22 08:00 | 10 | 1 | 1 | 8 | 7065 | 0.25195
2018-10-22 09:00 | 10 | 1 | 1 | 9 | 7066 | 0.40592
2018-10-22 10:00 | 10 | 1 | 1 | 10 | 7067 | 0.51266
2018-10-22 11:00 | 10 | 1 | 1 | 11 | 7068 | 0.56715
2018-10-22 12:00 | 10 | 1 | 1 | 12 | 7069 | 0.55999
2018-10-22 13:00 | 10 | 1 | 1 | 13 | 7070 | 0.49283
2018-10-22 14:00 | 10 | 1 | 1 | 14 | 7071 | 0.4215
2018-10-22 15:00 | 10 | 1 | 1 | 15 | 7072 | 0.27571
2018-10-22 16:00 | 10 | 1 | 1 | 16 | 7073 | 0.10263
2018-10-22 17:00 | 10 | 1 | 1 | 17 | 7074 | 0.0053226
2018-10-22 18:00 | 10 | 1 | 1 | 18 | 7075 | 0
2018-10-22 19:00 | 10 | 1 | 1 | 19 | 7076 | 0
2018-10-22 20:00 | 10 | 1 | 1 | 20 | 7077 | 0
2018-10-22 21:00 | 10 | 1 | 1 | 21 | 7078 | 0
2018-10-22 22:00 | 10 | 1 | 1 | 22 | 7079 | 0
2018-10-22 23:00 | 10 | 1 | 1 | 23 | 7080 | 0
2018-10-23 | 10 | 2 | 1 | 0 | 7081 | 0
2018-10-23 01:00 | 10 | 2 | 1 | 1 | 7082 | 0
2018-10-23 02:00 | 10 | 2 | 1 | 2 | 7083 | 0
2018-10-23 03:00 | 10 | 2 | 1 | 3 | 7084 | 0
2018-10-23 04:00 | 10 | 2 | 1 | 4 | 7085 | 0
2018-10-23 05:00 | 10 | 2 | 1 | 5 | 7086 | 0
2018-10-23 06:00 | 10 | 2 | 1 | 6 | 7087 | 0.0013848
2018-10-23 07:00 | 10 | 2 | 1 | 7 | 7088 | 0.0831
2018-10-23 08:00 | 10 | 2 | 1 | 8 | 7089 | 0.23908
2018-10-23 09:00 | 10 | 2 | 1 | 9 | 7090 | 0.37797
2018-10-23 10:00 | 10 | 2 | 1 | 10 | 7091 | 0.47509
2018-10-23 11:00 | 10 | 2 | 1 | 11 | 7092 | 0.51967
2018-10-23 12:00 | 10 | 2 | 1 | 12 | 7093 | 0.50961
2018-10-23 13:00 | 10 | 2 | 1 | 13 | 7094 | 0.44465
2018-10-23 14:00 | 10 | 2 | 1 | 14 | 7095 | 0.37989
2018-10-23 15:00 | 10 | 2 | 1 | 15 | 7096 | 0.25542
2018-10-23 16:00 | 10 | 2 | 1 | 16 | 7097 | 0.091612
2018-10-23 17:00 | 10 | 2 | 1 | 17 | 7098 | 0.0042532
2018-10-23 18:00 | 10 | 2 | 1 | 18 | 7099 | 0
2018-10-23 19:00 | 10 | 2 | 1 | 19 | 7100 | 0
2018-10-23 20:00 | 10 | 2 | 1 | 20 | 7101 | 0
2018-10-23 21:00 | 10 | 2 | 1 | 21 | 7102 | 0
2018-10-23 22:00 | 10 | 2 | 1 | 22 | 7103 | 0
2018-10-23 23:00 | 10 | 2 | 1 | 23 | 7104 | 0
2018-10-24 | 10 | 3 | 1 | 0 | 7105 | 0
2018-10-24 01:00 | 10 | 3 | 1 | 1 | 7106 | 0
2018-10-24 02:00 | 10 | 3 | 1 | 2 | 7107 | 0
2018-10-24 03:00 | 10 | 3 | 1 | 3 | 7108 | 0
2018-10-24 04:00 | 10 | 3 | 1 | 4 | 7109 | 0
2018-10-24 05:00 | 10 | 3 | 1 | 5 | 7110 | 0
2018-10-24 06:00 | 10 | 3 | 1 | 6 | 7111 | 0.00069664
2018-10-24 07:00 | 10 | 3 | 1 | 7 | 7112 | 0.066175
2018-10-24 08:00 | 10 | 3 | 1 | 8 | 7113 | 0.20362
2018-10-24 09:00 | 10 | 3 | 1 | 9 | 7114 | 0.3222
2018-10-24 10:00 | 10 | 3 | 1 | 10 | 7115 | 0.40736
2018-10-24 11:00 | 10 | 3 | 1 | 11 | 7116 | 0.39749
2018-10-24 12:00 | 10 | 3 | 1 | 12 | 7117 | 0.41969
2018-10-24 13:00 | 10 | 3 | 1 | 13 | 7118 | 0.36367
2018-10-24 14:00 | 10 | 3 | 1 | 14 | 7119 | 0.30895
2018-10-24 15:00 | 10 | 3 | 1 | 15 | 7120 | 0.21965
2018-10-24 16:00 | 10 | 3 | 1 | 16 | 7121 | 0.085042
2018-10-24 17:00 | 10 | 3 | 1 | 17 | 7122 | 0.0033743
2018-10-24 18:00 | 10 | 3 | 1 | 18 | 7123 | 0
2018-10-24 19:00 | 10 | 3 | 1 | 19 | 7124 | 0
2018-10-24 20:00 | 10 | 3 | 1 | 20 | 7125 | 0
2018-10-24 21:00 | 10 | 3 | 1 | 21 | 7126 | 0
2018-10-24 22:00 | 10 | 3 | 1 | 22 | 7127 | 0
2018-10-24 23:00 | 10 | 3 | 1 | 23 | 7128 | 0
2018-10-25 | 10 | 4 | 1 | 0 | 7129 | 0
2018-10-25 01:00 | 10 | 4 | 1 | 1 | 7130 | 0
2018-10-25 02:00 | 10 | 4 | 1 | 2 | 7131 | 0
2018-10-25 03:00 | 10 | 4 | 1 | 3 | 7132 | 0
2018-10-25 04:00 | 10 | 4 | 1 | 4 | 7133 | 0
2018-10-25 05:00 | 10 | 4 | 1 | 5 | 7134 | 0
2018-10-25 06:00 | 10 | 4 | 1 | 6 | 7135 | 0.00035168
2018-10-25 07:00 | 10 | 4 | 1 | 7 | 7136 | 0.050788
2018-10-25 08:00 | 10 | 4 | 1 | 8 | 7137 | 0.1647
2018-10-25 09:00 | 10 | 4 | 1 | 9 | 7138 | 0.28566
2018-10-25 10:00 | 10 | 4 | 1 | 10 | 7139 | 0.36953
2018-10-25 11:00 | 10 | 4 | 1 | 11 | 7140 | 0.42094
2018-10-25 12:00 | 10 | 4 | 1 | 12 | 7141 | 0.44577
2018-10-25 13:00 | 10 | 4 | 1 | 13 | 7142 | 0.39629
2018-10-25 14:00 | 10 | 4 | 1 | 14 | 7143 | 0.34316
2018-10-25 15:00 | 10 | 4 | 1 | 15 | 7144 | 0.22071
2018-10-25 16:00 | 10 | 4 | 1 | 16 | 7145 | 0.074143
2018-10-25 17:00 | 10 | 4 | 1 | 17 | 7146 | 0.0026613
2018-10-25 18:00 | 10 | 4 | 1 | 18 | 7147 | 0
2018-10-25 19:00 | 10 | 4 | 1 | 19 | 7148 | 0
2018-10-25 20:00 | 10 | 4 | 1 | 20 | 7149 | 0
2018-10-25 21:00 | 10 | 4 | 1 | 21 | 7150 | 0
2018-10-25 22:00 | 10 | 4 | 1 | 22 | 7151 | 0
2018-10-25 23:00 | 10 | 4 | 1 | 23 | 7152 | 0
2018-10-26 | 10 | 5 | 1 | 0 | 7153 | 0
2018-10-26 01:00 | 10 | 5 | 1 | 1 | 7154 | 0
2018-10-26 02:00 | 10 | 5 | 1 | 2 | 7155 | 0
2018-10-26 03:00 | 10 | 5 | 1 | 3 | 7156 | 0
2018-10-26 04:00 | 10 | 5 | 1 | 4 | 7157 | 0
2018-10-26 05:00 | 10 | 5 | 1 | 5 | 7158 | 0
2018-10-26 06:00 | 10 | 5 | 1 | 6 | 7159 | 0.00018593
2018-10-26 07:00 | 10 | 5 | 1 | 7 | 7160 | 0.065587
2018-10-26 08:00 | 10 | 5 | 1 | 8 | 7161 | 0.22464
2018-10-26 09:00 | 10 | 5 | 1 | 9 | 7162 | 0.37332
2018-10-26 10:00 | 10 | 5 | 1 | 10 | 7163 | 0.45259
2018-10-26 11:00 | 10 | 5 | 1 | 11 | 7164 | 0.50081
2018-10-26 12:00 | 10 | 5 | 1 | 12 | 7165 | 0.50083
2018-10-26 13:00 | 10 | 5 | 1 | 13 | 7166 | 0.44178
2018-10-26 14:00 | 10 | 5 | 1 | 14 | 7167 | 0.37356
2018-10-26 15:00 | 10 | 5 | 1 | 15 | 7168 | 0.24703
2018-10-26 16:00 | 10 | 5 | 1 | 16 | 7169 | 0.079691
2018-10-26 17:00 | 10 | 5 | 1 | 17 | 7170 | 0.0014259
2018-10-26 18:00 | 10 | 5 | 1 | 18 | 7171 | 0
2018-10-26 19:00 | 10 | 5 | 1 | 19 | 7172 | 0
2018-10-26 20:00 | 10 | 5 | 1 | 20 | 7173 | 0
2018-10-26 21:00 | 10 | 5 | 1 | 21 | 7174 | 0
2018-10-26 22:00 | 10 | 5 | 1 | 22 | 7175 | 0
2018-10-26 23:00 | 10 | 5 | 1 | 23 | 7176 | 0
2018-10-27 | 10 | 6 | 2 | 0 | 7177 | 0
2018-10-27 01:00 | 10 | 6 | 2 | 1 | 7178 | 0
2018-10-27 02:00 | 10 | 6 | 2 | 2 | 7179 | 0
2018-10-27 03:00 | 10 | 6 | 2 | 3 | 7180 | 0
2018-10-27 04:00 | 10 | 6 | 2 | 4 | 7181 | 0
2018-10-27 05:00 | 10 | 6 | 2 | 5 | 7182 | 0
2018-10-27 06:00 | 10 | 6 | 2 | 6 | 7183 | 0.0001792
2018-10-27 07:00 | 10 | 6 | 2 | 7 | 7184 | 0.06558
2018-10-27 08:00 | 10 | 6 | 2 | 8 | 7185 | 0.22467
2018-10-27 09:00 | 10 | 6 | 2 | 9 | 7186 | 0.37144
2018-10-27 10:00 | 10 | 6 | 2 | 10 | 7187 | 0.4811
2018-10-27 11:00 | 10 | 6 | 2 | 11 | 7188 | 0.53973
2018-10-27 12:00 | 10 | 6 | 2 | 12 | 7189 | 0.54589
2018-10-27 13:00 | 10 | 6 | 2 | 13 | 7190 | 0.46198
2018-10-27 14:00 | 10 | 6 | 2 | 14 | 7191 | 0.3841
2018-10-27 15:00 | 10 | 6 | 2 | 15 | 7192 | 0.23553
2018-10-27 16:00 | 10 | 6 | 2 | 16 | 7193 | 0.074464
2018-10-27 17:00 | 10 | 6 | 2 | 17 | 7194 | 0.0010694
2018-10-27 18:00 | 10 | 6 | 2 | 18 | 7195 | 0
2018-10-27 19:00 | 10 | 6 | 2 | 19 | 7196 | 0
2018-10-27 20:00 | 10 | 6 | 2 | 20 | 7197 | 0
2018-10-27 21:00 | 10 | 6 | 2 | 21 | 7198 | 0
2018-10-27 22:00 | 10 | 6 | 2 | 22 | 7199 | 0
2018-10-27 23:00 | 10 | 6 | 2 | 23 | 7200 | 0
2018-10-28 | 10 | 7 | 2 | 0 | 7201 | 0
2018-10-28 01:00 | 10 | 7 | 2 | 1 | 7202 | 0
2018-10-28 02:00 | 10 | 7 | 2 | 2 | 7203 | 0
2018-10-28 03:00 | 10 | 7 | 2 | 3 | 7204 | 0
2018-10-28 04:00 | 10 | 7 | 2 | 4 | 7205 | 0
2018-10-28 05:00 | 10 | 7 | 2 | 5 | 7206 | 0
2018-10-28 06:00 | 10 | 7 | 2 | 6 | 7207 | 0.0001792
2018-10-28 07:00 | 10 | 7 | 2 | 7 | 7208 | 0.05873
2018-10-28 08:00 | 10 | 7 | 2 | 8 | 7209 | 0.21016
2018-10-28 09:00 | 10 | 7 | 2 | 9 | 7210 | 0.34593
2018-10-28 10:00 | 10 | 7 | 2 | 10 | 7211 | 0.43839
2018-10-28 11:00 | 10 | 7 | 2 | 11 | 7212 | 0.49496
2018-10-28 12:00 | 10 | 7 | 2 | 12 | 7213 | 0.48994
2018-10-28 13:00 | 10 | 7 | 2 | 13 | 7214 | 0.44838
2018-10-28 14:00 | 10 | 7 | 2 | 14 | 7215 | 0.38158
2018-10-28 15:00 | 10 | 7 | 2 | 15 | 7216 | 0.24851
2018-10-28 16:00 | 10 | 7 | 2 | 16 | 7217 | 0.079166
2018-10-28 17:00 | 10 | 7 | 2 | 17 | 7218 | 0.0014259
2018-10-28 18:00 | 10 | 7 | 2 | 18 | 7219 | 0
2018-10-28 19:00 | 10 | 7 | 2 | 19 | 7220 | 0
2018-10-28 20:00 | 10 | 7 | 2 | 20 | 7221 | 0
2018-10-28 21:00 | 10 | 7 | 2 | 21 | 7222 | 0
2018-10-28 22:00 | 10 | 7 | 2 | 22 | 7223 | 0
2018-10-28 23:00 | 10 | 7 | 2 | 23 | 7224 | 0
2018-10-29 | 10 | 1 | 1 | 0 | 7225 | 0
2018-10-29 01:00 | 10 | 1 | 1 | 1 | 7226 | 0
2018-10-29 02:00 | 10 | 1 | 1 | 2 | 7227 | 0
2018-10-29 03:00 | 10 | 1 | 1 | 3 | 7228 | 0
2018-10-29 04:00 | 10 | 1 | 1 | 4 | 7229 | 0
2018-10-29 05:00 | 10 | 1 | 1 | 5 | 7230 | 0
2018-10-29 06:00 | 10 | 1 | 1 | 6 | 7231 | 0.00017248
2018-10-29 07:00 | 10 | 1 | 1 | 7 | 7232 | 0.051023
2018-10-29 08:00 | 10 | 1 | 1 | 8 | 7233 | 0.19667
2018-10-29 09:00 | 10 | 1 | 1 | 9 | 7234 | 0.32815
2018-10-29 10:00 | 10 | 1 | 1 | 10 | 7235 | 0.41289
2018-10-29 11:00 | 10 | 1 | 1 | 11 | 7236 | 0.44191
2018-10-29 12:00 | 10 | 1 | 1 | 12 | 7237 | 0.44134
2018-10-29 13:00 | 10 | 1 | 1 | 13 | 7238 | 0.36466
2018-10-29 14:00 | 10 | 1 | 1 | 14 | 7239 | 0.31284
2018-10-29 15:00 | 10 | 1 | 1 | 15 | 7240 | 0.18665
2018-10-29 16:00 | 10 | 1 | 1 | 16 | 7241 | 0.06035
2018-10-29 17:00 | 10 | 1 | 1 | 17 | 7242 | 0.00071296
2018-10-29 18:00 | 10 | 1 | 1 | 18 | 7243 | 0
2018-10-29 19:00 | 10 | 1 | 1 | 19 | 7244 | 0
2018-10-29 20:00 | 10 | 1 | 1 | 20 | 7245 | 0
2018-10-29 21:00 | 10 | 1 | 1 | 21 | 7246 | 0
2018-10-29 22:00 | 10 | 1 | 1 | 22 | 7247 | 0
2018-10-29 23:00 | 10 | 1 | 1 | 23 | 7248 | 0
2018-10-30 | 10 | 2 | 1 | 0 | 7249 | 0
2018-10-30 01:00 | 10 | 2 | 1 | 1 | 7250 | 0
2018-10-30 02:00 | 10 | 2 | 1 | 2 | 7251 | 0
2018-10-30 03:00 | 10 | 2 | 1 | 3 | 7252 | 0
2018-10-30 04:00 | 10 | 2 | 1 | 4 | 7253 | 0
2018-10-30 05:00 | 10 | 2 | 1 | 5 | 7254 | 0
2018-10-30 06:00 | 10 | 2 | 1 | 6 | 7255 | 0.00017248
2018-10-30 07:00 | 10 | 2 | 1 | 7 | 7256 | 0.029511
2018-10-30 08:00 | 10 | 2 | 1 | 8 | 7257 | 0.11476
2018-10-30 09:00 | 10 | 2 | 1 | 9 | 7258 | 0.19579
2018-10-30 10:00 | 10 | 2 | 1 | 10 | 7259 | 0.2479
2018-10-30 11:00 | 10 | 2 | 1 | 11 | 7260 | 0.29106
2018-10-30 12:00 | 10 | 2 | 1 | 12 | 7261 | 0.31689
2018-10-30 13:00 | 10 | 2 | 1 | 13 | 7262 | 0.27663
2018-10-30 14:00 | 10 | 2 | 1 | 14 | 7263 | 0.26908
2018-10-30 15:00 | 10 | 2 | 1 | 15 | 7264 | 0.18776
2018-10-30 16:00 | 10 | 2 | 1 | 16 | 7265 | 0.055949
2018-10-30 17:00 | 10 | 2 | 1 | 17 | 7266 | 0.0010694
2018-10-30 18:00 | 10 | 2 | 1 | 18 | 7267 | 0
2018-10-30 19:00 | 10 | 2 | 1 | 19 | 7268 | 0
2018-10-30 20:00 | 10 | 2 | 1 | 20 | 7269 | 0
2018-10-30 21:00 | 10 | 2 | 1 | 21 | 7270 | 0
2018-10-30 22:00 | 10 | 2 | 1 | 22 | 7271 | 0
2018-10-30 23:00 | 10 | 2 | 1 | 23 | 7272 | 0
2018-10-31 | 10 | 3 | 1 | 0 | 7273 | 0
2018-10-31 01:00 | 10 | 3 | 1 | 1 | 7274 | 0
2018-10-31 02:00 | 10 | 3 | 1 | 2 | 7275 | 0
2018-10-31 03:00 | 10 | 3 | 1 | 3 | 7276 | 0
2018-10-31 04:00 | 10 | 3 | 1 | 4 | 7277 | 0
2018-10-31 05:00 | 10 | 3 | 1 | 5 | 7278 | 0
2018-10-31 06:00 | 10 | 3 | 1 | 6 | 7279 | 0.00016576
2018-10-31 07:00 | 10 | 3 | 1 | 7 | 7280 | 0.03839
2018-10-31 08:00 | 10 | 3 | 1 | 8 | 7281 | 0.15308
2018-10-31 09:00 | 10 | 3 | 1 | 9 | 7282 | 0.24989
2018-10-31 10:00 | 10 | 3 | 1 | 10 | 7283 | 0.32729
2018-10-31 11:00 | 10 | 3 | 1 | 11 | 7284 | 0.3529
2018-10-31 12:00 | 10 | 3 | 1 | 12 | 7285 | 0.35779
2018-10-31 13:00 | 10 | 3 | 1 | 13 | 7286 | 0.31991
2018-10-31 14:00 | 10 | 3 | 1 | 14 | 7287 | 0.27797
2018-10-31 15:00 | 10 | 3 | 1 | 15 | 7288 | 0.16801
2018-10-31 16:00 | 10 | 3 | 1 | 16 | 7289 | 0.050608
2018-10-31 17:00 | 10 | 3 | 1 | 17 | 7290 | 0.00035648
2018-10-31 18:00 | 10 | 3 | 1 | 18 | 7291 | 0
2018-10-31 19:00 | 10 | 3 | 1 | 19 | 7292 | 0
2018-10-31 20:00 | 10 | 3 | 1 | 20 | 7293 | 0
2018-10-31 21:00 | 10 | 3 | 1 | 21 | 7294 | 0
2018-10-31 22:00 | 10 | 3 | 1 | 22 | 7295 | 0
2018-10-31 23:00 | 10 | 3 | 1 | 23 | 7296 | 0
2018-11-01 | 11 | 4 | 1 | 0 | 7297 | 0
2018-11-01 01:00 | 11 | 4 | 1 | 1 | 7298 | 0
2018-11-01 02:00 | 11 | 4 | 1 | 2 | 7299 | 0
2018-11-01 03:00 | 11 | 4 | 1 | 3 | 7300 | 0
2018-11-01 04:00 | 11 | 4 | 1 | 4 | 7301 | 0
2018-11-01 05:00 | 11 | 4 | 1 | 5 | 7302 | 0
2018-11-01 06:00 | 11 | 4 | 1 | 6 | 7303 | 0.00016576
2018-11-01 07:00 | 11 | 4 | 1 | 7 | 7304 | 0.048981
2018-11-01 08:00 | 11 | 4 | 1 | 8 | 7305 | 0.19659
2018-11-01 09:00 | 11 | 4 | 1 | 9 | 7306 | 0.33063
2018-11-01 10:00 | 11 | 4 | 1 | 10 | 7307 | 0.3895
2018-11-01 11:00 | 11 | 4 | 1 | 11 | 7308 | 0.40806
2018-11-01 12:00 | 11 | 4 | 1 | 12 | 7309 | 0.40654
2018-11-01 13:00 | 11 | 4 | 1 | 13 | 7310 | 0.35493
2018-11-01 14:00 | 11 | 4 | 1 | 14 | 7311 | 0.29522
2018-11-01 15:00 | 11 | 4 | 1 | 15 | 7312 | 0.18534
2018-11-01 16:00 | 11 | 4 | 1 | 16 | 7313 | 0.053009
2018-11-01 17:00 | 11 | 4 | 1 | 17 | 7314 | 0.00035648
2018-11-01 18:00 | 11 | 4 | 1 | 18 | 7315 | 0
2018-11-01 19:00 | 11 | 4 | 1 | 19 | 7316 | 0
2018-11-01 20:00 | 11 | 4 | 1 | 20 | 7317 | 0
2018-11-01 21:00 | 11 | 4 | 1 | 21 | 7318 | 0
2018-11-01 22:00 | 11 | 4 | 1 | 22 | 7319 | 0
2018-11-01 23:00 | 11 | 4 | 1 | 23 | 7320 | 0
2018-11-02 | 11 | 5 | 1 | 0 | 7321 | 0
2018-11-02 01:00 | 11 | 5 | 1 | 1 | 7322 | 0
2018-11-02 02:00 | 11 | 5 | 1 | 2 | 7323 | 0
2018-11-02 03:00 | 11 | 5 | 1 | 3 | 7324 | 0
2018-11-02 04:00 | 11 | 5 | 1 | 4 | 7325 | 0
2018-11-02 05:00 | 11 | 5 | 1 | 5 | 7326 | 0
2018-11-02 06:00 | 11 | 5 | 1 | 6 | 7327 | 0.00016576
2018-11-02 07:00 | 11 | 5 | 1 | 7 | 7328 | 0.04187
2018-11-02 08:00 | 11 | 5 | 1 | 8 | 7329 | 0.16129
2018-11-02 09:00 | 11 | 5 | 1 | 9 | 7330 | 0.26745
2018-11-02 10:00 | 11 | 5 | 1 | 10 | 7331 | 0.35013
2018-11-02 11:00 | 11 | 5 | 1 | 11 | 7332 | 0.35945
2018-11-02 12:00 | 11 | 5 | 1 | 12 | 7333 | 0.3439
2018-11-02 13:00 | 11 | 5 | 1 | 13 | 7334 | 0.28296
2018-11-02 14:00 | 11 | 5 | 1 | 14 | 7335 | 0.22737
2018-11-02 15:00 | 11 | 5 | 1 | 15 | 7336 | 0.14969
2018-11-02 16:00 | 11 | 5 | 1 | 16 | 7337 | 0.041098
2018-11-02 17:00 | 11 | 5 | 1 | 17 | 7338 | 0
2018-11-02 18:00 | 11 | 5 | 1 | 18 | 7339 | 0
2018-11-02 19:00 | 11 | 5 | 1 | 19 | 7340 | 0
2018-11-02 20:00 | 11 | 5 | 1 | 20 | 7341 | 0
2018-11-02 21:00 | 11 | 5 | 1 | 21 | 7342 | 0
2018-11-02 22:00 | 11 | 5 | 1 | 22 | 7343 | 0
2018-11-02 23:00 | 11 | 5 | 1 | 23 | 7344 | 0
2018-11-03 | 11 | 6 | 2 | 0 | 7345 | 0
2018-11-03 01:00 | 11 | 6 | 2 | 1 | 7346 | 0
2018-11-03 02:00 | 11 | 6 | 2 | 2 | 7347 | 0
2018-11-03 03:00 | 11 | 6 | 2 | 3 | 7348 | 0
2018-11-03 04:00 | 11 | 6 | 2 | 4 | 7349 | 0
2018-11-03 05:00 | 11 | 6 | 2 | 5 | 7350 | 0
2018-11-03 06:00 | 11 | 6 | 2 | 6 | 7351 | 0
2018-11-03 07:00 | 11 | 6 | 2 | 7 | 7352 | 0.039053
2018-11-03 08:00 | 11 | 6 | 2 | 8 | 7353 | 0.16205
2018-11-03 09:00 | 11 | 6 | 2 | 9 | 7354 | 0.26746
2018-11-03 10:00 | 11 | 6 | 2 | 10 | 7355 | 0.31812
2018-11-03 11:00 | 11 | 6 | 2 | 11 | 7356 | 0.36594
2018-11-03 12:00 | 11 | 6 | 2 | 12 | 7357 | 0.36896
2018-11-03 13:00 | 11 | 6 | 2 | 13 | 7358 | 0.32415
2018-11-03 14:00 | 11 | 6 | 2 | 14 | 7359 | 0.29751
2018-11-03 15:00 | 11 | 6 | 2 | 15 | 7360 | 0.1996
2018-11-03 16:00 | 11 | 6 | 2 | 16 | 7361 | 0.053738
2018-11-03 17:00 | 11 | 6 | 2 | 17 | 7362 | 0
2018-11-03 18:00 | 11 | 6 | 2 | 18 | 7363 | 0
2018-11-03 19:00 | 11 | 6 | 2 | 19 | 7364 | 0
2018-11-03 20:00 | 11 | 6 | 2 | 20 | 7365 | 0
2018-11-03 21:00 | 11 | 6 | 2 | 21 | 7366 | 0
2018-11-03 22:00 | 11 | 6 | 2 | 22 | 7367 | 0
2018-11-03 23:00 | 11 | 6 | 2 | 23 | 7368 | 0
2018-11-04 | 11 | 7 | 2 | 0 | 7369 | 0
2018-11-04 01:00 | 11 | 7 | 2 | 1 | 7370 | 0
2018-11-04 02:00 | 11 | 7 | 2 | 2 | 7371 | 0
2018-11-04 03:00 | 11 | 7 | 2 | 3 | 7372 | 0
2018-11-04 04:00 | 11 | 7 | 2 | 4 | 7373 | 0
2018-11-04 05:00 | 11 | 7 | 2 | 5 | 7374 | 0
2018-11-04 06:00 | 11 | 7 | 2 | 6 | 7375 | 0
2018-11-04 07:00 | 11 | 7 | 2 | 7 | 7376 | 0.044171
2018-11-04 08:00 | 11 | 7 | 2 | 8 | 7377 | 0.18903
2018-11-04 09:00 | 11 | 7 | 2 | 9 | 7378 | 0.32458
2018-11-04 10:00 | 11 | 7 | 2 | 10 | 7379 | 0.40659
2018-11-04 11:00 | 11 | 7 | 2 | 11 | 7380 | 0.44912
2018-11-04 12:00 | 11 | 7 | 2 | 12 | 7381 | 0.42346
2018-11-04 13:00 | 11 | 7 | 2 | 13 | 7382 | 0.35846
2018-11-04 14:00 | 11 | 7 | 2 | 14 | 7383 | 0.29883
2018-11-04 15:00 | 11 | 7 | 2 | 15 | 7384 | 0.19306
2018-11-04 16:00 | 11 | 7 | 2 | 16 | 7385 | 0.051958
2018-11-04 17:00 | 11 | 7 | 2 | 17 | 7386 | 0
2018-11-04 18:00 | 11 | 7 | 2 | 18 | 7387 | 0
2018-11-04 19:00 | 11 | 7 | 2 | 19 | 7388 | 0
2018-11-04 20:00 | 11 | 7 | 2 | 20 | 7389 | 0
2018-11-04 21:00 | 11 | 7 | 2 | 21 | 7390 | 0
2018-11-04 22:00 | 11 | 7 | 2 | 22 | 7391 | 0
2018-11-04 23:00 | 11 | 7 | 2 | 23 | 7392 | 0
2018-11-05 | 11 | 1 | 1 | 0 | 7393 | 0
2018-11-05 01:00 | 11 | 1 | 1 | 1 | 7394 | 0
2018-11-05 02:00 | 11 | 1 | 1 | 2 | 7395 | 0
2018-11-05 03:00 | 11 | 1 | 1 | 3 | 7396 | 0
2018-11-05 04:00 | 11 | 1 | 1 | 4 | 7397 | 0
2018-11-05 05:00 | 11 | 1 | 1 | 5 | 7398 | 0
2018-11-05 06:00 | 11 | 1 | 1 | 6 | 7399 | 0
2018-11-05 07:00 | 11 | 1 | 1 | 7 | 7400 | 0.041444
2018-11-05 08:00 | 11 | 1 | 1 | 8 | 7401 | 0.18139
2018-11-05 09:00 | 11 | 1 | 1 | 9 | 7402 | 0.32965
2018-11-05 10:00 | 11 | 1 | 1 | 10 | 7403 | 0.40844
2018-11-05 11:00 | 11 | 1 | 1 | 11 | 7404 | 0.42204
2018-11-05 12:00 | 11 | 1 | 1 | 12 | 7405 | 0.37919
2018-11-05 13:00 | 11 | 1 | 1 | 13 | 7406 | 0.33813
2018-11-05 14:00 | 11 | 1 | 1 | 14 | 7407 | 0.28195
2018-11-05 15:00 | 11 | 1 | 1 | 15 | 7408 | 0.18745
2018-11-05 16:00 | 11 | 1 | 1 | 16 | 7409 | 0.047858
2018-11-05 17:00 | 11 | 1 | 1 | 17 | 7410 | 0
2018-11-05 18:00 | 11 | 1 | 1 | 18 | 7411 | 0
2018-11-05 19:00 | 11 | 1 | 1 | 19 | 7412 | 0
2018-11-05 20:00 | 11 | 1 | 1 | 20 | 7413 | 0
2018-11-05 21:00 | 11 | 1 | 1 | 21 | 7414 | 0
2018-11-05 22:00 | 11 | 1 | 1 | 22 | 7415 | 0
2018-11-05 23:00 | 11 | 1 | 1 | 23 | 7416 | 0
2018-11-06 | 11 | 2 | 1 | 0 | 7417 | 0
2018-11-06 01:00 | 11 | 2 | 1 | 1 | 7418 | 0
2018-11-06 02:00 | 11 | 2 | 1 | 2 | 7419 | 0
2018-11-06 03:00 | 11 | 2 | 1 | 3 | 7420 | 0
2018-11-06 04:00 | 11 | 2 | 1 | 4 | 7421 | 0
2018-11-06 05:00 | 11 | 2 | 1 | 5 | 7422 | 0
2018-11-06 06:00 | 11 | 2 | 1 | 6 | 7423 | 0
2018-11-06 07:00 | 11 | 2 | 1 | 7 | 7424 | 0.035205
2018-11-06 08:00 | 11 | 2 | 1 | 8 | 7425 | 0.16854
2018-11-06 09:00 | 11 | 2 | 1 | 9 | 7426 | 0.27235
2018-11-06 10:00 | 11 | 2 | 1 | 10 | 7427 | 0.33576
2018-11-06 11:00 | 11 | 2 | 1 | 11 | 7428 | 0.34293
2018-11-06 12:00 | 11 | 2 | 1 | 12 | 7429 | 0.34182
2018-11-06 13:00 | 11 | 2 | 1 | 13 | 7430 | 0.28434
2018-11-06 14:00 | 11 | 2 | 1 | 14 | 7431 | 0.23126
2018-11-06 15:00 | 11 | 2 | 1 | 15 | 7432 | 0.1441
2018-11-06 16:00 | 11 | 2 | 1 | 16 | 7433 | 0.037171
2018-11-06 17:00 | 11 | 2 | 1 | 17 | 7434 | 0
2018-11-06 18:00 | 11 | 2 | 1 | 18 | 7435 | 0
2018-11-06 19:00 | 11 | 2 | 1 | 19 | 7436 | 0
2018-11-06 20:00 | 11 | 2 | 1 | 20 | 7437 | 0
2018-11-06 21:00 | 11 | 2 | 1 | 21 | 7438 | 0
2018-11-06 22:00 | 11 | 2 | 1 | 22 | 7439 | 0
2018-11-06 23:00 | 11 | 2 | 1 | 23 | 7440 | 0
2018-11-07 | 11 | 3 | 1 | 0 | 7441 | 0
2018-11-07 01:00 | 11 | 3 | 1 | 1 | 7442 | 0
2018-11-07 02:00 | 11 | 3 | 1 | 2 | 7443 | 0
2018-11-07 03:00 | 11 | 3 | 1 | 3 | 7444 | 0
2018-11-07 04:00 | 11 | 3 | 1 | 4 | 7445 | 0
2018-11-07 05:00 | 11 | 3 | 1 | 5 | 7446 | 0
2018-11-07 06:00 | 11 | 3 | 1 | 6 | 7447 | 0
2018-11-07 07:00 | 11 | 3 | 1 | 7 | 7448 | 0.02116
2018-11-07 08:00 | 11 | 3 | 1 | 8 | 7449 | 0.12011
2018-11-07 09:00 | 11 | 3 | 1 | 9 | 7450 | 0.21208
2018-11-07 10:00 | 11 | 3 | 1 | 10 | 7451 | 0.26357
2018-11-07 11:00 | 11 | 3 | 1 | 11 | 7452 | 0.26197
2018-11-07 12:00 | 11 | 3 | 1 | 12 | 7453 | 0.26658
2018-11-07 13:00 | 11 | 3 | 1 | 13 | 7454 | 0.23956
2018-11-07 14:00 | 11 | 3 | 1 | 14 | 7455 | 0.18681
2018-11-07 15:00 | 11 | 3 | 1 | 15 | 7456 | 0.12834
2018-11-07 16:00 | 11 | 3 | 1 | 16 | 7457 | 0.032857
2018-11-07 17:00 | 11 | 3 | 1 | 17 | 7458 | 0
2018-11-07 18:00 | 11 | 3 | 1 | 18 | 7459 | 0
2018-11-07 19:00 | 11 | 3 | 1 | 19 | 7460 | 0
2018-11-07 20:00 | 11 | 3 | 1 | 20 | 7461 | 0
2018-11-07 21:00 | 11 | 3 | 1 | 21 | 7462 | 0
2018-11-07 22:00 | 11 | 3 | 1 | 22 | 7463 | 0
2018-11-07 23:00 | 11 | 3 | 1 | 23 | 7464 | 0
2018-11-08 | 11 | 4 | 1 | 0 | 7465 | 0
2018-11-08 01:00 | 11 | 4 | 1 | 1 | 7466 | 0
2018-11-08 02:00 | 11 | 4 | 1 | 2 | 7467 | 0
2018-11-08 03:00 | 11 | 4 | 1 | 3 | 7468 | 0
2018-11-08 04:00 | 11 | 4 | 1 | 4 | 7469 | 0
2018-11-08 05:00 | 11 | 4 | 1 | 5 | 7470 | 0
2018-11-08 06:00 | 11 | 4 | 1 | 6 | 7471 | 0
2018-11-08 07:00 | 11 | 4 | 1 | 7 | 7472 | 0.023673
2018-11-08 08:00 | 11 | 4 | 1 | 8 | 7473 | 0.1302
2018-11-08 09:00 | 11 | 4 | 1 | 9 | 7474 | 0.23079
2018-11-08 10:00 | 11 | 4 | 1 | 10 | 7475 | 0.2825
2018-11-08 11:00 | 11 | 4 | 1 | 11 | 7476 | 0.34076
2018-11-08 12:00 | 11 | 4 | 1 | 12 | 7477 | 0.3557
2018-11-08 13:00 | 11 | 4 | 1 | 13 | 7478 | 0.31945
2018-11-08 14:00 | 11 | 4 | 1 | 14 | 7479 | 0.28989
2018-11-08 15:00 | 11 | 4 | 1 | 15 | 7480 | 0.18161
2018-11-08 16:00 | 11 | 4 | 1 | 16 | 7481 | 0.044742
2018-11-08 17:00 | 11 | 4 | 1 | 17 | 7482 | 0
2018-11-08 18:00 | 11 | 4 | 1 | 18 | 7483 | 0
2018-11-08 19:00 | 11 | 4 | 1 | 19 | 7484 | 0
2018-11-08 20:00 | 11 | 4 | 1 | 20 | 7485 | 0
2018-11-08 21:00 | 11 | 4 | 1 | 21 | 7486 | 0
2018-11-08 22:00 | 11 | 4 | 1 | 22 | 7487 | 0
2018-11-08 23:00 | 11 | 4 | 1 | 23 | 7488 | 0
2018-11-09 | 11 | 5 | 1 | 0 | 7489 | 0
2018-11-09 01:00 | 11 | 5 | 1 | 1 | 7490 | 0
2018-11-09 02:00 | 11 | 5 | 1 | 2 | 7491 | 0
2018-11-09 03:00 | 11 | 5 | 1 | 3 | 7492 | 0
2018-11-09 04:00 | 11 | 5 | 1 | 4 | 7493 | 0
2018-11-09 05:00 | 11 | 5 | 1 | 5 | 7494 | 0
2018-11-09 06:00 | 11 | 5 | 1 | 6 | 7495 | 0
2018-11-09 07:00 | 11 | 5 | 1 | 7 | 7496 | 0.035145
2018-11-09 08:00 | 11 | 5 | 1 | 8 | 7497 | 0.17028
2018-11-09 09:00 | 11 | 5 | 1 | 9 | 7498 | 0.27383
2018-11-09 10:00 | 11 | 5 | 1 | 10 | 7499 | 0.35124
2018-11-09 11:00 | 11 | 5 | 1 | 11 | 7500 | 0.35853
2018-11-09 12:00 | 11 | 5 | 1 | 12 | 7501 | 0.34379
2018-11-09 13:00 | 11 | 5 | 1 | 13 | 7502 | 0.2964
2018-11-09 14:00 | 11 | 5 | 1 | 14 | 7503 | 0.22738
2018-11-09 15:00 | 11 | 5 | 1 | 15 | 7504 | 0.15137
2018-11-09 16:00 | 11 | 5 | 1 | 16 | 7505 | 0.035933
2018-11-09 17:00 | 11 | 5 | 1 | 17 | 7506 | 0
2018-11-09 18:00 | 11 | 5 | 1 | 18 | 7507 | 0
2018-11-09 19:00 | 11 | 5 | 1 | 19 | 7508 | 0
2018-11-09 20:00 | 11 | 5 | 1 | 20 | 7509 | 0
2018-11-09 21:00 | 11 | 5 | 1 | 21 | 7510 | 0
2018-11-09 22:00 | 11 | 5 | 1 | 22 | 7511 | 0
2018-11-09 23:00 | 11 | 5 | 1 | 23 | 7512 | 0
2018-11-10 | 11 | 6 | 2 | 0 | 7513 | 0
2018-11-10 01:00 | 11 | 6 | 2 | 1 | 7514 | 0
2018-11-10 02:00 | 11 | 6 | 2 | 2 | 7515 | 0
2018-11-10 03:00 | 11 | 6 | 2 | 3 | 7516 | 0
2018-11-10 04:00 | 11 | 6 | 2 | 4 | 7517 | 0
2018-11-10 05:00 | 11 | 6 | 2 | 5 | 7518 | 0
2018-11-10 06:00 | 11 | 6 | 2 | 6 | 7519 | 0
2018-11-10 07:00 | 11 | 6 | 2 | 7 | 7520 | 0.032244
2018-11-10 08:00 | 11 | 6 | 2 | 8 | 7521 | 0.16952
2018-11-10 09:00 | 11 | 6 | 2 | 9 | 7522 | 0.29344
2018-11-10 10:00 | 11 | 6 | 2 | 10 | 7523 | 0.36826
2018-11-10 11:00 | 11 | 6 | 2 | 11 | 7524 | 0.38416
2018-11-10 12:00 | 11 | 6 | 2 | 12 | 7525 | 0.36383
2018-11-10 13:00 | 11 | 6 | 2 | 13 | 7526 | 0.32815
2018-11-10 14:00 | 11 | 6 | 2 | 14 | 7527 | 0.27184
2018-11-10 15:00 | 11 | 6 | 2 | 15 | 7528 | 0.17496
2018-11-10 16:00 | 11 | 6 | 2 | 16 | 7529 | 0.04345
2018-11-10 17:00 | 11 | 6 | 2 | 17 | 7530 | 0
2018-11-10 18:00 | 11 | 6 | 2 | 18 | 7531 | 0
2018-11-10 19:00 | 11 | 6 | 2 | 19 | 7532 | 0
2018-11-10 20:00 | 11 | 6 | 2 | 20 | 7533 | 0
2018-11-10 21:00 | 11 | 6 | 2 | 21 | 7534 | 0
2018-11-10 22:00 | 11 | 6 | 2 | 22 | 7535 | 0
2018-11-10 23:00 | 11 | 6 | 2 | 23 | 7536 | 0
2018-11-11 | 11 | 7 | 2 | 0 | 7537 | 0
2018-11-11 01:00 | 11 | 7 | 2 | 1 | 7538 | 0
2018-11-11 02:00 | 11 | 7 | 2 | 2 | 7539 | 0
2018-11-11 03:00 | 11 | 7 | 2 | 3 | 7540 | 0
2018-11-11 04:00 | 11 | 7 | 2 | 4 | 7541 | 0
2018-11-11 05:00 | 11 | 7 | 2 | 5 | 7542 | 0
2018-11-11 06:00 | 11 | 7 | 2 | 6 | 7543 | 0
2018-11-11 07:00 | 11 | 7 | 2 | 7 | 7544 | 0.027785
2018-11-11 08:00 | 11 | 7 | 2 | 8 | 7545 | 0.15767
2018-11-11 09:00 | 11 | 7 | 2 | 9 | 7546 | 0.27444
2018-11-11 10:00 | 11 | 7 | 2 | 10 | 7547 | 0.33517
2018-11-11 11:00 | 11 | 7 | 2 | 11 | 7548 | 0.35156
2018-11-11 12:00 | 11 | 7 | 2 | 12 | 7549 | 0.30465
2018-11-11 13:00 | 11 | 7 | 2 | 13 | 7550 | 0.26365
2018-11-11 14:00 | 11 | 7 | 2 | 14 | 7551 | 0.21257
2018-11-11 15:00 | 11 | 7 | 2 | 15 | 7552 | 0.13437
2018-11-11 16:00 | 11 | 7 | 2 | 16 | 7553 | 0.030451
2018-11-11 17:00 | 11 | 7 | 2 | 17 | 7554 | 0
2018-11-11 18:00 | 11 | 7 | 2 | 18 | 7555 | 0
2018-11-11 19:00 | 11 | 7 | 2 | 19 | 7556 | 0
2018-11-11 20:00 | 11 | 7 | 2 | 20 | 7557 | 0
2018-11-11 21:00 | 11 | 7 | 2 | 21 | 7558 | 0
2018-11-11 22:00 | 11 | 7 | 2 | 22 | 7559 | 0
2018-11-11 23:00 | 11 | 7 | 2 | 23 | 7560 | 0
2018-11-12 | 11 | 1 | 1 | 0 | 7561 | 0
2018-11-12 01:00 | 11 | 1 | 1 | 1 | 7562 | 0
2018-11-12 02:00 | 11 | 1 | 1 | 2 | 7563 | 0
2018-11-12 03:00 | 11 | 1 | 1 | 3 | 7564 | 0
2018-11-12 04:00 | 11 | 1 | 1 | 4 | 7565 | 0
2018-11-12 05:00 | 11 | 1 | 1 | 5 | 7566 | 0
2018-11-12 06:00 | 11 | 1 | 1 | 6 | 7567 | 0
2018-11-12 07:00 | 11 | 1 | 1 | 7 | 7568 | 0.023132
2018-11-12 08:00 | 11 | 1 | 1 | 8 | 7569 | 0.14035
2018-11-12 09:00 | 11 | 1 | 1 | 9 | 7570 | 0.24713
2018-11-12 10:00 | 11 | 1 | 1 | 10 | 7571 | 0.3271
2018-11-12 11:00 | 11 | 1 | 1 | 11 | 7572 | 0.335
2018-11-12 12:00 | 11 | 1 | 1 | 12 | 7573 | 0.30961
2018-11-12 13:00 | 11 | 1 | 1 | 13 | 7574 | 0.28176
2018-11-12 14:00 | 11 | 1 | 1 | 14 | 7575 | 0.20797
2018-11-12 15:00 | 11 | 1 | 1 | 15 | 7576 | 0.14297
2018-11-12 16:00 | 11 | 1 | 1 | 16 | 7577 | 0.032004
2018-11-12 17:00 | 11 | 1 | 1 | 17 | 7578 | 0
2018-11-12 18:00 | 11 | 1 | 1 | 18 | 7579 | 0
2018-11-12 19:00 | 11 | 1 | 1 | 19 | 7580 | 0
2018-11-12 20:00 | 11 | 1 | 1 | 20 | 7581 | 0
2018-11-12 21:00 | 11 | 1 | 1 | 21 | 7582 | 0
2018-11-12 22:00 | 11 | 1 | 1 | 22 | 7583 | 0
2018-11-12 23:00 | 11 | 1 | 1 | 23 | 7584 | 0
2018-11-13 | 11 | 2 | 1 | 0 | 7585 | 0
2018-11-13 01:00 | 11 | 2 | 1 | 1 | 7586 | 0
2018-11-13 02:00 | 11 | 2 | 1 | 2 | 7587 | 0
2018-11-13 03:00 | 11 | 2 | 1 | 3 | 7588 | 0
2018-11-13 04:00 | 11 | 2 | 1 | 4 | 7589 | 0
2018-11-13 05:00 | 11 | 2 | 1 | 5 | 7590 | 0
2018-11-13 06:00 | 11 | 2 | 1 | 6 | 7591 | 0
2018-11-13 07:00 | 11 | 2 | 1 | 7 | 7592 | 0.023587
2018-11-13 08:00 | 11 | 2 | 1 | 8 | 7593 | 0.14753
2018-11-13 09:00 | 11 | 2 | 1 | 9 | 7594 | 0.23617
2018-11-13 10:00 | 11 | 2 | 1 | 10 | 7595 | 0.28204
2018-11-13 11:00 | 11 | 2 | 1 | 11 | 7596 | 0.30553
2018-11-13 12:00 | 11 | 2 | 1 | 12 | 7597 | 0.30596
2018-11-13 13:00 | 11 | 2 | 1 | 13 | 7598 | 0.26453
2018-11-13 14:00 | 11 | 2 | 1 | 14 | 7599 | 0.20935
2018-11-13 15:00 | 11 | 2 | 1 | 15 | 7600 | 0.1365
2018-11-13 16:00 | 11 | 2 | 1 | 16 | 7601 | 0.028228
2018-11-13 17:00 | 11 | 2 | 1 | 17 | 7602 | 0
2018-11-13 18:00 | 11 | 2 | 1 | 18 | 7603 | 0
2018-11-13 19:00 | 11 | 2 | 1 | 19 | 7604 | 0
2018-11-13 20:00 | 11 | 2 | 1 | 20 | 7605 | 0
2018-11-13 21:00 | 11 | 2 | 1 | 21 | 7606 | 0
2018-11-13 22:00 | 11 | 2 | 1 | 22 | 7607 | 0
2018-11-13 23:00 | 11 | 2 | 1 | 23 | 7608 | 0
2018-11-14 | 11 | 3 | 1 | 0 | 7609 | 0
2018-11-14 01:00 | 11 | 3 | 1 | 1 | 7610 | 0
2018-11-14 02:00 | 11 | 3 | 1 | 2 | 7611 | 0
2018-11-14 03:00 | 11 | 3 | 1 | 3 | 7612 | 0
2018-11-14 04:00 | 11 | 3 | 1 | 4 | 7613 | 0
2018-11-14 05:00 | 11 | 3 | 1 | 5 | 7614 | 0
2018-11-14 06:00 | 11 | 3 | 1 | 6 | 7615 | 0
2018-11-14 07:00 | 11 | 3 | 1 | 7 | 7616 | 0.018485
2018-11-14 08:00 | 11 | 3 | 1 | 8 | 7617 | 0.13198
2018-11-14 09:00 | 11 | 3 | 1 | 9 | 7618 | 0.24534
2018-11-14 10:00 | 11 | 3 | 1 | 10 | 7619 | 0.27837
2018-11-14 11:00 | 11 | 3 | 1 | 11 | 7620 | 0.3125
2018-11-14 12:00 | 11 | 3 | 1 | 12 | 7621 | 0.26708
2018-11-14 13:00 | 11 | 3 | 1 | 13 | 7622 | 0.21966
2018-11-14 14:00 | 11 | 3 | 1 | 14 | 7623 | 0.17526
2018-11-14 15:00 | 11 | 3 | 1 | 15 | 7624 | 0.11942
2018-11-14 16:00 | 11 | 3 | 1 | 16 | 7625 | 0.024498
2018-11-14 17:00 | 11 | 3 | 1 | 17 | 7626 | 0
2018-11-14 18:00 | 11 | 3 | 1 | 18 | 7627 | 0
2018-11-14 19:00 | 11 | 3 | 1 | 19 | 7628 | 0
2018-11-14 20:00 | 11 | 3 | 1 | 20 | 7629 | 0
2018-11-14 21:00 | 11 | 3 | 1 | 21 | 7630 | 0
2018-11-14 22:00 | 11 | 3 | 1 | 22 | 7631 | 0
2018-11-14 23:00 | 11 | 3 | 1 | 23 | 7632 | 0
2018-11-15 | 11 | 4 | 1 | 0 | 7633 | 0
2018-11-15 01:00 | 11 | 4 | 1 | 1 | 7634 | 0
2018-11-15 02:00 | 11 | 4 | 1 | 2 | 7635 | 0
2018-11-15 03:00 | 11 | 4 | 1 | 3 | 7636 | 0
2018-11-15 04:00 | 11 | 4 | 1 | 4 | 7637 | 0
2018-11-15 05:00 | 11 | 4 | 1 | 5 | 7638 | 0
2018-11-15 06:00 | 11 | 4 | 1 | 6 | 7639 | 0
2018-11-15 07:00 | 11 | 4 | 1 | 7 | 7640 | 0.016563
2018-11-15 08:00 | 11 | 4 | 1 | 8 | 7641 | 0.13968
2018-11-15 09:00 | 11 | 4 | 1 | 9 | 7642 | 0.27408
2018-11-15 10:00 | 11 | 4 | 1 | 10 | 7643 | 0.33778
2018-11-15 11:00 | 11 | 4 | 1 | 11 | 7644 | 0.3664
2018-11-15 12:00 | 11 | 4 | 1 | 12 | 7645 | 0.34373
2018-11-15 13:00 | 11 | 4 | 1 | 13 | 7646 | 0.27895
2018-11-15 14:00 | 11 | 4 | 1 | 14 | 7647 | 0.21466
2018-11-15 15:00 | 11 | 4 | 1 | 15 | 7648 | 0.13299
2018-11-15 16:00 | 11 | 4 | 1 | 16 | 7649 | 0.025259
2018-11-15 17:00 | 11 | 4 | 1 | 17 | 7650 | 0
2018-11-15 18:00 | 11 | 4 | 1 | 18 | 7651 | 0
2018-11-15 19:00 | 11 | 4 | 1 | 19 | 7652 | 0
2018-11-15 20:00 | 11 | 4 | 1 | 20 | 7653 | 0
2018-11-15 21:00 | 11 | 4 | 1 | 21 | 7654 | 0
2018-11-15 22:00 | 11 | 4 | 1 | 22 | 7655 | 0
2018-11-15 23:00 | 11 | 4 | 1 | 23 | 7656 | 0
2018-11-16 | 11 | 5 | 1 | 0 | 7657 | 0
2018-11-16 01:00 | 11 | 5 | 1 | 1 | 7658 | 0
2018-11-16 02:00 | 11 | 5 | 1 | 2 | 7659 | 0
2018-11-16 03:00 | 11 | 5 | 1 | 3 | 7660 | 0
2018-11-16 04:00 | 11 | 5 | 1 | 4 | 7661 | 0
2018-11-16 05:00 | 11 | 5 | 1 | 5 | 7662 | 0
2018-11-16 06:00 | 11 | 5 | 1 | 6 | 7663 | 0
2018-11-16 07:00 | 11 | 5 | 1 | 7 | 7664 | 0.013988
2018-11-16 08:00 | 11 | 5 | 1 | 8 | 7665 | 0.12429
2018-11-16 09:00 | 11 | 5 | 1 | 9 | 7666 | 0.21907
2018-11-16 10:00 | 11 | 5 | 1 | 10 | 7667 | 0.29088
2018-11-16 11:00 | 11 | 5 | 1 | 11 | 7668 | 0.33018
2018-11-16 12:00 | 11 | 5 | 1 | 12 | 7669 | 0.30168
2018-11-16 13:00 | 11 | 5 | 1 | 13 | 7670 | 0.2375
2018-11-16 14:00 | 11 | 5 | 1 | 14 | 7671 | 0.19754
2018-11-16 15:00 | 11 | 5 | 1 | 15 | 7672 | 0.13409
2018-11-16 16:00 | 11 | 5 | 1 | 16 | 7673 | 0.024801
2018-11-16 17:00 | 11 | 5 | 1 | 17 | 7674 | 0
2018-11-16 18:00 | 11 | 5 | 1 | 18 | 7675 | 0
2018-11-16 19:00 | 11 | 5 | 1 | 19 | 7676 | 0
2018-11-16 20:00 | 11 | 5 | 1 | 20 | 7677 | 0
2018-11-16 21:00 | 11 | 5 | 1 | 21 | 7678 | 0
2018-11-16 22:00 | 11 | 5 | 1 | 22 | 7679 | 0
2018-11-16 23:00 | 11 | 5 | 1 | 23 | 7680 | 0
2018-11-17 | 11 | 6 | 2 | 0 | 7681 | 0
2018-11-17 01:00 | 11 | 6 | 2 | 1 | 7682 | 0
2018-11-17 02:00 | 11 | 6 | 2 | 2 | 7683 | 0
2018-11-17 03:00 | 11 | 6 | 2 | 3 | 7684 | 0
2018-11-17 04:00 | 11 | 6 | 2 | 4 | 7685 | 0
2018-11-17 05:00 | 11 | 6 | 2 | 5 | 7686 | 0
2018-11-17 06:00 | 11 | 6 | 2 | 6 | 7687 | 0
2018-11-17 07:00 | 11 | 6 | 2 | 7 | 7688 | 0.017793
2018-11-17 08:00 | 11 | 6 | 2 | 8 | 7689 | 0.15284
2018-11-17 09:00 | 11 | 6 | 2 | 9 | 7690 | 0.28283
2018-11-17 10:00 | 11 | 6 | 2 | 10 | 7691 | 0.35253
2018-11-17 11:00 | 11 | 6 | 2 | 11 | 7692 | 0.40672
2018-11-17 12:00 | 11 | 6 | 2 | 12 | 7693 | 0.4049
2018-11-17 13:00 | 11 | 6 | 2 | 13 | 7694 | 0.32527
2018-11-17 14:00 | 11 | 6 | 2 | 14 | 7695 | 0.25855
2018-11-17 15:00 | 11 | 6 | 2 | 15 | 7696 | 0.14869
2018-11-17 16:00 | 11 | 6 | 2 | 16 | 7697 | 0.026686
2018-11-17 17:00 | 11 | 6 | 2 | 17 | 7698 | 0
2018-11-17 18:00 | 11 | 6 | 2 | 18 | 7699 | 0
2018-11-17 19:00 | 11 | 6 | 2 | 19 | 7700 | 0
2018-11-17 20:00 | 11 | 6 | 2 | 20 | 7701 | 0
2018-11-17 21:00 | 11 | 6 | 2 | 21 | 7702 | 0
2018-11-17 22:00 | 11 | 6 | 2 | 22 | 7703 | 0
2018-11-17 23:00 | 11 | 6 | 2 | 23 | 7704 | 0
2018-11-18 | 11 | 7 | 2 | 0 | 7705 | 0
2018-11-18 01:00 | 11 | 7 | 2 | 1 | 7706 | 0
2018-11-18 02:00 | 11 | 7 | 2 | 2 | 7707 | 0
2018-11-18 03:00 | 11 | 7 | 2 | 3 | 7708 | 0
2018-11-18 04:00 | 11 | 7 | 2 | 4 | 7709 | 0
2018-11-18 05:00 | 11 | 7 | 2 | 5 | 7710 | 0
2018-11-18 06:00 | 11 | 7 | 2 | 6 | 7711 | 0
2018-11-18 07:00 | 11 | 7 | 2 | 7 | 7712 | 0.0099286
2018-11-18 08:00 | 11 | 7 | 2 | 8 | 7713 | 0.11374
2018-11-18 09:00 | 11 | 7 | 2 | 9 | 7714 | 0.20475
2018-11-18 10:00 | 11 | 7 | 2 | 10 | 7715 | 0.27464
2018-11-18 11:00 | 11 | 7 | 2 | 11 | 7716 | 0.30075
2018-11-18 12:00 | 11 | 7 | 2 | 12 | 7717 | 0.28537
2018-11-18 13:00 | 11 | 7 | 2 | 13 | 7718 | 0.23467
2018-11-18 14:00 | 11 | 7 | 2 | 14 | 7719 | 0.18152
2018-11-18 15:00 | 11 | 7 | 2 | 15 | 7720 | 0.13142
2018-11-18 16:00 | 11 | 7 | 2 | 16 | 7721 | 0.022691
2018-11-18 17:00 | 11 | 7 | 2 | 17 | 7722 | 0
2018-11-18 18:00 | 11 | 7 | 2 | 18 | 7723 | 0
2018-11-18 19:00 | 11 | 7 | 2 | 19 | 7724 | 0
2018-11-18 20:00 | 11 | 7 | 2 | 20 | 7725 | 0
2018-11-18 21:00 | 11 | 7 | 2 | 21 | 7726 | 0
2018-11-18 22:00 | 11 | 7 | 2 | 22 | 7727 | 0
2018-11-18 23:00 | 11 | 7 | 2 | 23 | 7728 | 0
2018-11-19 | 11 | 1 | 1 | 0 | 7729 | 0
2018-11-19 01:00 | 11 | 1 | 1 | 1 | 7730 | 0
2018-11-19 02:00 | 11 | 1 | 1 | 2 | 7731 | 0
2018-11-19 03:00 | 11 | 1 | 1 | 3 | 7732 | 0
2018-11-19 04:00 | 11 | 1 | 1 | 4 | 7733 | 0
2018-11-19 05:00 | 11 | 1 | 1 | 5 | 7734 | 0
2018-11-19 06:00 | 11 | 1 | 1 | 6 | 7735 | 0
2018-11-19 07:00 | 11 | 1 | 1 | 7 | 7736 | 0.014894
2018-11-19 08:00 | 11 | 1 | 1 | 8 | 7737 | 0.13482
2018-11-19 09:00 | 11 | 1 | 1 | 9 | 7738 | 0.23746
2018-11-19 10:00 | 11 | 1 | 1 | 10 | 7739 | 0.30345
2018-11-19 11:00 | 11 | 1 | 1 | 11 | 7740 | 0.31133
2018-11-19 12:00 | 11 | 1 | 1 | 12 | 7741 | 0.31508
2018-11-19 13:00 | 11 | 1 | 1 | 13 | 7742 | 0.28393
2018-11-19 14:00 | 11 | 1 | 1 | 14 | 7743 | 0.23007
2018-11-19 15:00 | 11 | 1 | 1 | 15 | 7744 | 0.14184
2018-11-19 16:00 | 11 | 1 | 1 | 16 | 7745 | 0.02502
2018-11-19 17:00 | 11 | 1 | 1 | 17 | 7746 | 0
2018-11-19 18:00 | 11 | 1 | 1 | 18 | 7747 | 0
2018-11-19 19:00 | 11 | 1 | 1 | 19 | 7748 | 0
2018-11-19 20:00 | 11 | 1 | 1 | 20 | 7749 | 0
2018-11-19 21:00 | 11 | 1 | 1 | 21 | 7750 | 0
2018-11-19 22:00 | 11 | 1 | 1 | 22 | 7751 | 0
2018-11-19 23:00 | 11 | 1 | 1 | 23 | 7752 | 0
2018-11-20 | 11 | 2 | 1 | 0 | 7753 | 0
2018-11-20 01:00 | 11 | 2 | 1 | 1 | 7754 | 0
2018-11-20 02:00 | 11 | 2 | 1 | 2 | 7755 | 0
2018-11-20 03:00 | 11 | 2 | 1 | 3 | 7756 | 0
2018-11-20 04:00 | 11 | 2 | 1 | 4 | 7757 | 0
2018-11-20 05:00 | 11 | 2 | 1 | 5 | 7758 | 0
2018-11-20 06:00 | 11 | 2 | 1 | 6 | 7759 | 0
2018-11-20 07:00 | 11 | 2 | 1 | 7 | 7760 | 0.01616
2018-11-20 08:00 | 11 | 2 | 1 | 8 | 7761 | 0.15445
2018-11-20 09:00 | 11 | 2 | 1 | 9 | 7762 | 0.29738
2018-11-20 10:00 | 11 | 2 | 1 | 10 | 7763 | 0.39223
2018-11-20 11:00 | 11 | 2 | 1 | 11 | 7764 | 0.41478
2018-11-20 12:00 | 11 | 2 | 1 | 12 | 7765 | 0.40744
2018-11-20 13:00 | 11 | 2 | 1 | 13 | 7766 | 0.34398
2018-11-20 14:00 | 11 | 2 | 1 | 14 | 7767 | 0.27031
2018-11-20 15:00 | 11 | 2 | 1 | 15 | 7768 | 0.15331
2018-11-20 16:00 | 11 | 2 | 1 | 16 | 7769 | 0.026182
2018-11-20 17:00 | 11 | 2 | 1 | 17 | 7770 | 0
2018-11-20 18:00 | 11 | 2 | 1 | 18 | 7771 | 0
2018-11-20 19:00 | 11 | 2 | 1 | 19 | 7772 | 0
2018-11-20 20:00 | 11 | 2 | 1 | 20 | 7773 | 0
2018-11-20 21:00 | 11 | 2 | 1 | 21 | 7774 | 0
2018-11-20 22:00 | 11 | 2 | 1 | 22 | 7775 | 0
2018-11-20 23:00 | 11 | 2 | 1 | 23 | 7776 | 0
2018-11-21 | 11 | 3 | 1 | 0 | 7777 | 0
2018-11-21 01:00 | 11 | 3 | 1 | 1 | 7778 | 0
2018-11-21 02:00 | 11 | 3 | 1 | 2 | 7779 | 0
2018-11-21 03:00 | 11 | 3 | 1 | 3 | 7780 | 0
2018-11-21 04:00 | 11 | 3 | 1 | 4 | 7781 | 0
2018-11-21 05:00 | 11 | 3 | 1 | 5 | 7782 | 0
2018-11-21 06:00 | 11 | 3 | 1 | 6 | 7783 | 0
2018-11-21 07:00 | 11 | 3 | 1 | 7 | 7784 | 0.011821
2018-11-21 08:00 | 11 | 3 | 1 | 8 | 7785 | 0.13279
2018-11-21 09:00 | 11 | 3 | 1 | 9 | 7786 | 0.26421
2018-11-21 10:00 | 11 | 3 | 1 | 10 | 7787 | 0.35561
2018-11-21 11:00 | 11 | 3 | 1 | 11 | 7788 | 0.37449
2018-11-21 12:00 | 11 | 3 | 1 | 12 | 7789 | 0.33727
2018-11-21 13:00 | 11 | 3 | 1 | 13 | 7790 | 0.27111
2018-11-21 14:00 | 11 | 3 | 1 | 14 | 7791 | 0.21717
2018-11-21 15:00 | 11 | 3 | 1 | 15 | 7792 | 0.11957
2018-11-21 16:00 | 11 | 3 | 1 | 16 | 7793 | 0.018112
2018-11-21 17:00 | 11 | 3 | 1 | 17 | 7794 | 0
2018-11-21 18:00 | 11 | 3 | 1 | 18 | 7795 | 0
2018-11-21 19:00 | 11 | 3 | 1 | 19 | 7796 | 0
2018-11-21 20:00 | 11 | 3 | 1 | 20 | 7797 | 0
2018-11-21 21:00 | 11 | 3 | 1 | 21 | 7798 | 0
2018-11-21 22:00 | 11 | 3 | 1 | 22 | 7799 | 0
2018-11-21 23:00 | 11 | 3 | 1 | 23 | 7800 | 0
2018-11-22 | 11 | 4 | 1 | 0 | 7801 | 0
2018-11-22 01:00 | 11 | 4 | 1 | 1 | 7802 | 0
2018-11-22 02:00 | 11 | 4 | 1 | 2 | 7803 | 0
2018-11-22 03:00 | 11 | 4 | 1 | 3 | 7804 | 0
2018-11-22 04:00 | 11 | 4 | 1 | 4 | 7805 | 0
2018-11-22 05:00 | 11 | 4 | 1 | 5 | 7806 | 0
2018-11-22 06:00 | 11 | 4 | 1 | 6 | 7807 | 0
2018-11-22 07:00 | 11 | 4 | 1 | 7 | 7808 | 0.012313
2018-11-22 08:00 | 11 | 4 | 1 | 8 | 7809 | 0.12931
2018-11-22 09:00 | 11 | 4 | 1 | 9 | 7810 | 0.22332
2018-11-22 10:00 | 11 | 4 | 1 | 10 | 7811 | 0.27337
2018-11-22 11:00 | 11 | 4 | 1 | 11 | 7812 | 0.3142
2018-11-22 12:00 | 11 | 4 | 1 | 12 | 7813 | 0.29623
2018-11-22 13:00 | 11 | 4 | 1 | 13 | 7814 | 0.26577
2018-11-22 14:00 | 11 | 4 | 1 | 14 | 7815 | 0.19992
2018-11-22 15:00 | 11 | 4 | 1 | 15 | 7816 | 0.12888
2018-11-22 16:00 | 11 | 4 | 1 | 16 | 7817 | 0.019754
2018-11-22 17:00 | 11 | 4 | 1 | 17 | 7818 | 0
2018-11-22 18:00 | 11 | 4 | 1 | 18 | 7819 | 0
2018-11-22 19:00 | 11 | 4 | 1 | 19 | 7820 | 0
2018-11-22 20:00 | 11 | 4 | 1 | 20 | 7821 | 0
2018-11-22 21:00 | 11 | 4 | 1 | 21 | 7822 | 0
2018-11-22 22:00 | 11 | 4 | 1 | 22 | 7823 | 0
2018-11-22 23:00 | 11 | 4 | 1 | 23 | 7824 | 0
2018-11-23 | 11 | 5 | 1 | 0 | 7825 | 0
2018-11-23 01:00 | 11 | 5 | 1 | 1 | 7826 | 0
2018-11-23 02:00 | 11 | 5 | 1 | 2 | 7827 | 0
2018-11-23 03:00 | 11 | 5 | 1 | 3 | 7828 | 0
2018-11-23 04:00 | 11 | 5 | 1 | 4 | 7829 | 0
2018-11-23 05:00 | 11 | 5 | 1 | 5 | 7830 | 0
2018-11-23 06:00 | 11 | 5 | 1 | 6 | 7831 | 0
2018-11-23 07:00 | 11 | 5 | 1 | 7 | 7832 | 0.010873
2018-11-23 08:00 | 11 | 5 | 1 | 8 | 7833 | 0.12575
2018-11-23 09:00 | 11 | 5 | 1 | 9 | 7834 | 0.24366
2018-11-23 10:00 | 11 | 5 | 1 | 10 | 7835 | 0.30526
2018-11-23 11:00 | 11 | 5 | 1 | 11 | 7836 | 0.34582
2018-11-23 12:00 | 11 | 5 | 1 | 12 | 7837 | 0.34938
2018-11-23 13:00 | 11 | 5 | 1 | 13 | 7838 | 0.30983
2018-11-23 14:00 | 11 | 5 | 1 | 14 | 7839 | 0.24342
2018-11-23 15:00 | 11 | 5 | 1 | 15 | 7840 | 0.15545
2018-11-23 16:00 | 11 | 5 | 1 | 16 | 7841 | 0.025519
2018-11-23 17:00 | 11 | 5 | 1 | 17 | 7842 | 0
2018-11-23 18:00 | 11 | 5 | 1 | 18 | 7843 | 0
2018-11-23 19:00 | 11 | 5 | 1 | 19 | 7844 | 0
2018-11-23 20:00 | 11 | 5 | 1 | 20 | 7845 | 0
2018-11-23 21:00 | 11 | 5 | 1 | 21 | 7846 | 0
2018-11-23 22:00 | 11 | 5 | 1 | 22 | 7847 | 0
2018-11-23 23:00 | 11 | 5 | 1 | 23 | 7848 | 0
2018-11-24 | 11 | 6 | 2 | 0 | 7849 | 0
2018-11-24 01:00 | 11 | 6 | 2 | 1 | 7850 | 0
2018-11-24 02:00 | 11 | 6 | 2 | 2 | 7851 | 0
2018-11-24 03:00 | 11 | 6 | 2 | 3 | 7852 | 0
2018-11-24 04:00 | 11 | 6 | 2 | 4 | 7853 | 0
2018-11-24 05:00 | 11 | 6 | 2 | 5 | 7854 | 0
2018-11-24 06:00 | 11 | 6 | 2 | 6 | 7855 | 0
2018-11-24 07:00 | 11 | 6 | 2 | 7 | 7856 | 0.0076086
2018-11-24 08:00 | 11 | 6 | 2 | 8 | 7857 | 0.10997
2018-11-24 09:00 | 11 | 6 | 2 | 9 | 7858 | 0.23001
2018-11-24 10:00 | 11 | 6 | 2 | 10 | 7859 | 0.3074
2018-11-24 11:00 | 11 | 6 | 2 | 11 | 7860 | 0.33809
2018-11-24 12:00 | 11 | 6 | 2 | 12 | 7861 | 0.33766
2018-11-24 13:00 | 11 | 6 | 2 | 13 | 7862 | 0.29216
2018-11-24 14:00 | 11 | 6 | 2 | 14 | 7863 | 0.22602
2018-11-24 15:00 | 11 | 6 | 2 | 15 | 7864 | 0.12635
2018-11-24 16:00 | 11 | 6 | 2 | 16 | 7865 | 0.019034
2018-11-24 17:00 | 11 | 6 | 2 | 17 | 7866 | 0
2018-11-24 18:00 | 11 | 6 | 2 | 18 | 7867 | 0
2018-11-24 19:00 | 11 | 6 | 2 | 19 | 7868 | 0
2018-11-24 20:00 | 11 | 6 | 2 | 20 | 7869 | 0
2018-11-24 21:00 | 11 | 6 | 2 | 21 | 7870 | 0
2018-11-24 22:00 | 11 | 6 | 2 | 22 | 7871 | 0
2018-11-24 23:00 | 11 | 6 | 2 | 23 | 7872 | 0
2018-11-25 | 11 | 7 | 2 | 0 | 7873 | 0
2018-11-25 01:00 | 11 | 7 | 2 | 1 | 7874 | 0
2018-11-25 02:00 | 11 | 7 | 2 | 2 | 7875 | 0
2018-11-25 03:00 | 11 | 7 | 2 | 3 | 7876 | 0
2018-11-25 04:00 | 11 | 7 | 2 | 4 | 7877 | 0
2018-11-25 05:00 | 11 | 7 | 2 | 5 | 7878 | 0
2018-11-25 06:00 | 11 | 7 | 2 | 6 | 7879 | 0
2018-11-25 07:00 | 11 | 7 | 2 | 7 | 7880 | 0.0072997
2018-11-25 08:00 | 11 | 7 | 2 | 8 | 7881 | 0.11571
2018-11-25 09:00 | 11 | 7 | 2 | 9 | 7882 | 0.22398
2018-11-25 10:00 | 11 | 7 | 2 | 10 | 7883 | 0.27858
2018-11-25 11:00 | 11 | 7 | 2 | 11 | 7884 | 0.30441
2018-11-25 12:00 | 11 | 7 | 2 | 12 | 7885 | 0.28634
2018-11-25 13:00 | 11 | 7 | 2 | 13 | 7886 | 0.25945
2018-11-25 14:00 | 11 | 7 | 2 | 14 | 7887 | 0.20737
2018-11-25 15:00 | 11 | 7 | 2 | 15 | 7888 | 0.10989
2018-11-25 16:00 | 11 | 7 | 2 | 16 | 7889 | 0.01459
2018-11-25 17:00 | 11 | 7 | 2 | 17 | 7890 | 0
2018-11-25 18:00 | 11 | 7 | 2 | 18 | 7891 | 0
2018-11-25 19:00 | 11 | 7 | 2 | 19 | 7892 | 0
2018-11-25 20:00 | 11 | 7 | 2 | 20 | 7893 | 0
2018-11-25 21:00 | 11 | 7 | 2 | 21 | 7894 | 0
2018-11-25 22:00 | 11 | 7 | 2 | 22 | 7895 | 0
2018-11-25 23:00 | 11 | 7 | 2 | 23 | 7896 | 0
2018-11-26 | 11 | 1 | 1 | 0 | 7897 | 0
2018-11-26 01:00 | 11 | 1 | 1 | 1 | 7898 | 0
2018-11-26 02:00 | 11 | 1 | 1 | 2 | 7899 | 0
2018-11-26 03:00 | 11 | 1 | 1 | 3 | 7900 | 0
2018-11-26 04:00 | 11 | 1 | 1 | 4 | 7901 | 0
2018-11-26 05:00 | 11 | 1 | 1 | 5 | 7902 | 0
2018-11-26 06:00 | 11 | 1 | 1 | 6 | 7903 | 0
2018-11-26 07:00 | 11 | 1 | 1 | 7 | 7904 | 0.0048072
2018-11-26 08:00 | 11 | 1 | 1 | 8 | 7905 | 0.091035
2018-11-26 09:00 | 11 | 1 | 1 | 9 | 7906 | 0.18143
2018-11-26 10:00 | 11 | 1 | 1 | 10 | 7907 | 0.23566
2018-11-26 11:00 | 11 | 1 | 1 | 11 | 7908 | 0.25781
2018-11-26 12:00 | 11 | 1 | 1 | 12 | 7909 | 0.25675
2018-11-26 13:00 | 11 | 1 | 1 | 13 | 7910 | 0.22433
2018-11-26 14:00 | 11 | 1 | 1 | 14 | 7911 | 0.20072
2018-11-26 15:00 | 11 | 1 | 1 | 15 | 7912 | 0.1348
2018-11-26 16:00 | 11 | 1 | 1 | 16 | 7913 | 0.02062
2018-11-26 17:00 | 11 | 1 | 1 | 17 | 7914 | 0
2018-11-26 18:00 | 11 | 1 | 1 | 18 | 7915 | 0
2018-11-26 19:00 | 11 | 1 | 1 | 19 | 7916 | 0
2018-11-26 20:00 | 11 | 1 | 1 | 20 | 7917 | 0
2018-11-26 21:00 | 11 | 1 | 1 | 21 | 7918 | 0
2018-11-26 22:00 | 11 | 1 | 1 | 22 | 7919 | 0
2018-11-26 23:00 | 11 | 1 | 1 | 23 | 7920 | 0
2018-11-27 | 11 | 2 | 1 | 0 | 7921 | 0
2018-11-27 01:00 | 11 | 2 | 1 | 1 | 7922 | 0
2018-11-27 02:00 | 11 | 2 | 1 | 2 | 7923 | 0
2018-11-27 03:00 | 11 | 2 | 1 | 3 | 7924 | 0
2018-11-27 04:00 | 11 | 2 | 1 | 4 | 7925 | 0
2018-11-27 05:00 | 11 | 2 | 1 | 5 | 7926 | 0
2018-11-27 06:00 | 11 | 2 | 1 | 6 | 7927 | 0
2018-11-27 07:00 | 11 | 2 | 1 | 7 | 7928 | 0.0022772
2018-11-27 08:00 | 11 | 2 | 1 | 8 | 7929 | 0.073681
2018-11-27 09:00 | 11 | 2 | 1 | 9 | 7930 | 0.15923
2018-11-27 10:00 | 11 | 2 | 1 | 10 | 7931 | 0.20235
2018-11-27 11:00 | 11 | 2 | 1 | 11 | 7932 | 0.21768
2018-11-27 12:00 | 11 | 2 | 1 | 12 | 7933 | 0.23178
2018-11-27 13:00 | 11 | 2 | 1 | 13 | 7934 | 0.21535
2018-11-27 14:00 | 11 | 2 | 1 | 14 | 7935 | 0.1881
2018-11-27 15:00 | 11 | 2 | 1 | 15 | 7936 | 0.13096
2018-11-27 16:00 | 11 | 2 | 1 | 16 | 7937 | 0.016674
2018-11-27 17:00 | 11 | 2 | 1 | 17 | 7938 | 0
2018-11-27 18:00 | 11 | 2 | 1 | 18 | 7939 | 0
2018-11-27 19:00 | 11 | 2 | 1 | 19 | 7940 | 0
2018-11-27 20:00 | 11 | 2 | 1 | 20 | 7941 | 0
2018-11-27 21:00 | 11 | 2 | 1 | 21 | 7942 | 0
2018-11-27 22:00 | 11 | 2 | 1 | 22 | 7943 | 0
2018-11-27 23:00 | 11 | 2 | 1 | 23 | 7944 | 0
2018-11-28 | 11 | 3 | 1 | 0 | 7945 | 0
2018-11-28 01:00 | 11 | 3 | 1 | 1 | 7946 | 0
2018-11-28 02:00 | 11 | 3 | 1 | 2 | 7947 | 0
2018-11-28 03:00 | 11 | 3 | 1 | 3 | 7948 | 0
2018-11-28 04:00 | 11 | 3 | 1 | 4 | 7949 | 0
2018-11-28 05:00 | 11 | 3 | 1 | 5 | 7950 | 0
2018-11-28 06:00 | 11 | 3 | 1 | 6 | 7951 | 0
2018-11-28 07:00 | 11 | 3 | 1 | 7 | 7952 | 0.0060313
2018-11-28 08:00 | 11 | 3 | 1 | 8 | 7953 | 0.11462
2018-11-28 09:00 | 11 | 3 | 1 | 9 | 7954 | 0.23642
2018-11-28 10:00 | 11 | 3 | 1 | 10 | 7955 | 0.26228
2018-11-28 11:00 | 11 | 3 | 1 | 11 | 7956 | 0.27522
2018-11-28 12:00 | 11 | 3 | 1 | 12 | 7957 | 0.27313
2018-11-28 13:00 | 11 | 3 | 1 | 13 | 7958 | 0.23973
2018-11-28 14:00 | 11 | 3 | 1 | 14 | 7959 | 0.22217
2018-11-28 15:00 | 11 | 3 | 1 | 15 | 7960 | 0.14917
2018-11-28 16:00 | 11 | 3 | 1 | 16 | 7961 | 0.021837
2018-11-28 17:00 | 11 | 3 | 1 | 17 | 7962 | 0
2018-11-28 18:00 | 11 | 3 | 1 | 18 | 7963 | 0
2018-11-28 19:00 | 11 | 3 | 1 | 19 | 7964 | 0
2018-11-28 20:00 | 11 | 3 | 1 | 20 | 7965 | 0
2018-11-28 21:00 | 11 | 3 | 1 | 21 | 7966 | 0
2018-11-28 22:00 | 11 | 3 | 1 | 22 | 7967 | 0
2018-11-28 23:00 | 11 | 3 | 1 | 23 | 7968 | 0
2018-11-29 | 11 | 4 | 1 | 0 | 7969 | 0
2018-11-29 01:00 | 11 | 4 | 1 | 1 | 7970 | 0
2018-11-29 02:00 | 11 | 4 | 1 | 2 | 7971 | 0
2018-11-29 03:00 | 11 | 4 | 1 | 3 | 7972 | 0
2018-11-29 04:00 | 11 | 4 | 1 | 4 | 7973 | 0
2018-11-29 05:00 | 11 | 4 | 1 | 5 | 7974 | 0
2018-11-29 06:00 | 11 | 4 | 1 | 6 | 7975 | 0
2018-11-29 07:00 | 11 | 4 | 1 | 7 | 7976 | 0.0033557
2018-11-29 08:00 | 11 | 4 | 1 | 8 | 7977 | 0.1048
2018-11-29 09:00 | 11 | 4 | 1 | 9 | 7978 | 0.20837
2018-11-29 10:00 | 11 | 4 | 1 | 10 | 7979 | 0.23067
2018-11-29 11:00 | 11 | 4 | 1 | 11 | 7980 | 0.23969
2018-11-29 12:00 | 11 | 4 | 1 | 12 | 7981 | 0.24364
2018-11-29 13:00 | 11 | 4 | 1 | 13 | 7982 | 0.2247
2018-11-29 14:00 | 11 | 4 | 1 | 14 | 7983 | 0.21547
2018-11-29 15:00 | 11 | 4 | 1 | 15 | 7984 | 0.12664
2018-11-29 16:00 | 11 | 4 | 1 | 16 | 7985 | 0.016705
2018-11-29 17:00 | 11 | 4 | 1 | 17 | 7986 | 0
2018-11-29 18:00 | 11 | 4 | 1 | 18 | 7987 | 0
2018-11-29 19:00 | 11 | 4 | 1 | 19 | 7988 | 0
2018-11-29 20:00 | 11 | 4 | 1 | 20 | 7989 | 0
2018-11-29 21:00 | 11 | 4 | 1 | 21 | 7990 | 0
2018-11-29 22:00 | 11 | 4 | 1 | 22 | 7991 | 0
2018-11-29 23:00 | 11 | 4 | 1 | 23 | 7992 | 0
2018-11-30 | 11 | 5 | 1 | 0 | 7993 | 0
2018-11-30 01:00 | 11 | 5 | 1 | 1 | 7994 | 0
2018-11-30 02:00 | 11 | 5 | 1 | 2 | 7995 | 0
2018-11-30 03:00 | 11 | 5 | 1 | 3 | 7996 | 0
2018-11-30 04:00 | 11 | 5 | 1 | 4 | 7997 | 0
2018-11-30 05:00 | 11 | 5 | 1 | 5 | 7998 | 0
2018-11-30 06:00 | 11 | 5 | 1 | 6 | 7999 | 0
2018-11-30 07:00 | 11 | 5 | 1 | 7 | 8000 | 0.0049881
2018-11-30 08:00 | 11 | 5 | 1 | 8 | 8001 | 0.11559
2018-11-30 09:00 | 11 | 5 | 1 | 9 | 8002 | 0.22891
2018-11-30 10:00 | 11 | 5 | 1 | 10 | 8003 | 0.29458
2018-11-30 11:00 | 11 | 5 | 1 | 11 | 8004 | 0.33653
2018-11-30 12:00 | 11 | 5 | 1 | 12 | 8005 | 0.30621
2018-11-30 13:00 | 11 | 5 | 1 | 13 | 8006 | 0.2792
2018-11-30 14:00 | 11 | 5 | 1 | 14 | 8007 | 0.23921
2018-11-30 15:00 | 11 | 5 | 1 | 15 | 8008 | 0.14425
2018-11-30 16:00 | 11 | 5 | 1 | 16 | 8009 | 0.018985
2018-11-30 17:00 | 11 | 5 | 1 | 17 | 8010 | 0
2018-11-30 18:00 | 11 | 5 | 1 | 18 | 8011 | 0
2018-11-30 19:00 | 11 | 5 | 1 | 19 | 8012 | 0
2018-11-30 20:00 | 11 | 5 | 1 | 20 | 8013 | 0
2018-11-30 21:00 | 11 | 5 | 1 | 21 | 8014 | 0
2018-11-30 22:00 | 11 | 5 | 1 | 22 | 8015 | 0
2018-11-30 23:00 | 11 | 5 | 1 | 23 | 8016 | 0
2018-12-01 | 12 | 6 | 2 | 0 | 8017 | 0
2018-12-01 01:00 | 12 | 6 | 2 | 1 | 8018 | 0
2018-12-01 02:00 | 12 | 6 | 2 | 2 | 8019 | 0
2018-12-01 03:00 | 12 | 6 | 2 | 3 | 8020 | 0
2018-12-01 04:00 | 12 | 6 | 2 | 4 | 8021 | 0
2018-12-01 05:00 | 12 | 6 | 2 | 5 | 8022 | 0
2018-12-01 06:00 | 12 | 6 | 2 | 6 | 8023 | 0
2018-12-01 07:00 | 12 | 6 | 2 | 7 | 8024 | 0.0034694
2018-12-01 08:00 | 12 | 6 | 2 | 8 | 8025 | 0.11152
2018-12-01 09:00 | 12 | 6 | 2 | 9 | 8026 | 0.23464
2018-12-01 10:00 | 12 | 6 | 2 | 10 | 8027 | 0.31072
2018-12-01 11:00 | 12 | 6 | 2 | 11 | 8028 | 0.34036
2018-12-01 12:00 | 12 | 6 | 2 | 12 | 8029 | 0.35436
2018-12-01 13:00 | 12 | 6 | 2 | 13 | 8030 | 0.32165
2018-12-01 14:00 | 12 | 6 | 2 | 14 | 8031 | 0.25148
2018-12-01 15:00 | 12 | 6 | 2 | 15 | 8032 | 0.15935
2018-12-01 16:00 | 12 | 6 | 2 | 16 | 8033 | 0.022341
2018-12-01 17:00 | 12 | 6 | 2 | 17 | 8034 | 0
2018-12-01 18:00 | 12 | 6 | 2 | 18 | 8035 | 0
2018-12-01 19:00 | 12 | 6 | 2 | 19 | 8036 | 0
2018-12-01 20:00 | 12 | 6 | 2 | 20 | 8037 | 0
2018-12-01 21:00 | 12 | 6 | 2 | 21 | 8038 | 0
2018-12-01 22:00 | 12 | 6 | 2 | 22 | 8039 | 0
2018-12-01 23:00 | 12 | 6 | 2 | 23 | 8040 | 0
2018-12-02 | 12 | 7 | 2 | 0 | 8041 | 0
2018-12-02 01:00 | 12 | 7 | 2 | 1 | 8042 | 0
2018-12-02 02:00 | 12 | 7 | 2 | 2 | 8043 | 0
2018-12-02 03:00 | 12 | 7 | 2 | 3 | 8044 | 0
2018-12-02 04:00 | 12 | 7 | 2 | 4 | 8045 | 0
2018-12-02 05:00 | 12 | 7 | 2 | 5 | 8046 | 0
2018-12-02 06:00 | 12 | 7 | 2 | 6 | 8047 | 0
2018-12-02 07:00 | 12 | 7 | 2 | 7 | 8048 | 0.0018938
2018-12-02 08:00 | 12 | 7 | 2 | 8 | 8049 | 0.088202
2018-12-02 09:00 | 12 | 7 | 2 | 9 | 8050 | 0.18655
2018-12-02 10:00 | 12 | 7 | 2 | 10 | 8051 | 0.23241
2018-12-02 11:00 | 12 | 7 | 2 | 11 | 8052 | 0.25014
2018-12-02 12:00 | 12 | 7 | 2 | 12 | 8053 | 0.23834
2018-12-02 13:00 | 12 | 7 | 2 | 13 | 8054 | 0.22635
2018-12-02 14:00 | 12 | 7 | 2 | 14 | 8055 | 0.18698
2018-12-02 15:00 | 12 | 7 | 2 | 15 | 8056 | 0.13357
2018-12-02 16:00 | 12 | 7 | 2 | 16 | 8057 | 0.016895
2018-12-02 17:00 | 12 | 7 | 2 | 17 | 8058 | 0
2018-12-02 18:00 | 12 | 7 | 2 | 18 | 8059 | 0
2018-12-02 19:00 | 12 | 7 | 2 | 19 | 8060 | 0
2018-12-02 20:00 | 12 | 7 | 2 | 20 | 8061 | 0
2018-12-02 21:00 | 12 | 7 | 2 | 21 | 8062 | 0
2018-12-02 22:00 | 12 | 7 | 2 | 22 | 8063 | 0
2018-12-02 23:00 | 12 | 7 | 2 | 23 | 8064 | 0
2018-12-03 | 12 | 1 | 1 | 0 | 8065 | 0
2018-12-03 01:00 | 12 | 1 | 1 | 1 | 8066 | 0
2018-12-03 02:00 | 12 | 1 | 1 | 2 | 8067 | 0
2018-12-03 03:00 | 12 | 1 | 1 | 3 | 8068 | 0
2018-12-03 04:00 | 12 | 1 | 1 | 4 | 8069 | 0
2018-12-03 05:00 | 12 | 1 | 1 | 5 | 8070 | 0
2018-12-03 06:00 | 12 | 1 | 1 | 6 | 8071 | 0
2018-12-03 07:00 | 12 | 1 | 1 | 7 | 8072 | 0.0018687
2018-12-03 08:00 | 12 | 1 | 1 | 8 | 8073 | 0.075319
2018-12-03 09:00 | 12 | 1 | 1 | 9 | 8074 | 0.1516
2018-12-03 10:00 | 12 | 1 | 1 | 10 | 8075 | 0.18007
2018-12-03 11:00 | 12 | 1 | 1 | 11 | 8076 | 0.18767
2018-12-03 12:00 | 12 | 1 | 1 | 12 | 8077 | 0.17797
2018-12-03 13:00 | 12 | 1 | 1 | 13 | 8078 | 0.18292
2018-12-03 14:00 | 12 | 1 | 1 | 14 | 8079 | 0.15841
2018-12-03 15:00 | 12 | 1 | 1 | 15 | 8080 | 0.11147
2018-12-03 16:00 | 12 | 1 | 1 | 16 | 8081 | 0.014118
2018-12-03 17:00 | 12 | 1 | 1 | 17 | 8082 | 0
2018-12-03 18:00 | 12 | 1 | 1 | 18 | 8083 | 0
2018-12-03 19:00 | 12 | 1 | 1 | 19 | 8084 | 0
2018-12-03 20:00 | 12 | 1 | 1 | 20 | 8085 | 0
2018-12-03 21:00 | 12 | 1 | 1 | 21 | 8086 | 0
2018-12-03 22:00 | 12 | 1 | 1 | 22 | 8087 | 0
2018-12-03 23:00 | 12 | 1 | 1 | 23 | 8088 | 0
2018-12-04 | 12 | 2 | 1 | 0 | 8089 | 0
2018-12-04 01:00 | 12 | 2 | 1 | 1 | 8090 | 0
2018-12-04 02:00 | 12 | 2 | 1 | 2 | 8091 | 0
2018-12-04 03:00 | 12 | 2 | 1 | 3 | 8092 | 0
2018-12-04 04:00 | 12 | 2 | 1 | 4 | 8093 | 0
2018-12-04 05:00 | 12 | 2 | 1 | 5 | 8094 | 0
2018-12-04 06:00 | 12 | 2 | 1 | 6 | 8095 | 0
2018-12-04 07:00 | 12 | 2 | 1 | 7 | 8096 | 0.0013983
2018-12-04 08:00 | 12 | 2 | 1 | 8 | 8097 | 0.078658
2018-12-04 09:00 | 12 | 2 | 1 | 9 | 8098 | 0.17111
2018-12-04 10:00 | 12 | 2 | 1 | 10 | 8099 | 0.22795
2018-12-04 11:00 | 12 | 2 | 1 | 11 | 8100 | 0.25532
2018-12-04 12:00 | 12 | 2 | 1 | 12 | 8101 | 0.23771
2018-12-04 13:00 | 12 | 2 | 1 | 13 | 8102 | 0.20596
2018-12-04 14:00 | 12 | 2 | 1 | 14 | 8103 | 0.19044
2018-12-04 15:00 | 12 | 2 | 1 | 15 | 8104 | 0.12342
2018-12-04 16:00 | 12 | 2 | 1 | 16 | 8105 | 0.014965
2018-12-04 17:00 | 12 | 2 | 1 | 17 | 8106 | 0
2018-12-04 18:00 | 12 | 2 | 1 | 18 | 8107 | 0
2018-12-04 19:00 | 12 | 2 | 1 | 19 | 8108 | 0
2018-12-04 20:00 | 12 | 2 | 1 | 20 | 8109 | 0
2018-12-04 21:00 | 12 | 2 | 1 | 21 | 8110 | 0
2018-12-04 22:00 | 12 | 2 | 1 | 22 | 8111 | 0
2018-12-04 23:00 | 12 | 2 | 1 | 23 | 8112 | 0
2018-12-05 | 12 | 3 | 1 | 0 | 8113 | 0
2018-12-05 01:00 | 12 | 3 | 1 | 1 | 8114 | 0
2018-12-05 02:00 | 12 | 3 | 1 | 2 | 8115 | 0
2018-12-05 03:00 | 12 | 3 | 1 | 3 | 8116 | 0
2018-12-05 04:00 | 12 | 3 | 1 | 4 | 8117 | 0
2018-12-05 05:00 | 12 | 3 | 1 | 5 | 8118 | 0
2018-12-05 06:00 | 12 | 3 | 1 | 6 | 8119 | 0
2018-12-05 07:00 | 12 | 3 | 1 | 7 | 8120 | 0.0015237
2018-12-05 08:00 | 12 | 3 | 1 | 8 | 8121 | 0.10211
2018-12-05 09:00 | 12 | 3 | 1 | 9 | 8122 | 0.2131
2018-12-05 10:00 | 12 | 3 | 1 | 10 | 8123 | 0.25824
2018-12-05 11:00 | 12 | 3 | 1 | 11 | 8124 | 0.29754
2018-12-05 12:00 | 12 | 3 | 1 | 12 | 8125 | 0.28089
2018-12-05 13:00 | 12 | 3 | 1 | 13 | 8126 | 0.25128
2018-12-05 14:00 | 12 | 3 | 1 | 14 | 8127 | 0.23807
2018-12-05 15:00 | 12 | 3 | 1 | 15 | 8128 | 0.15891
2018-12-05 16:00 | 12 | 3 | 1 | 16 | 8129 | 0.021117
2018-12-05 17:00 | 12 | 3 | 1 | 17 | 8130 | 0
2018-12-05 18:00 | 12 | 3 | 1 | 18 | 8131 | 0
2018-12-05 19:00 | 12 | 3 | 1 | 19 | 8132 | 0
2018-12-05 20:00 | 12 | 3 | 1 | 20 | 8133 | 0
2018-12-05 21:00 | 12 | 3 | 1 | 21 | 8134 | 0
2018-12-05 22:00 | 12 | 3 | 1 | 22 | 8135 | 0
2018-12-05 23:00 | 12 | 3 | 1 | 23 | 8136 | 0
2018-12-06 | 12 | 4 | 1 | 0 | 8137 | 0
2018-12-06 01:00 | 12 | 4 | 1 | 1 | 8138 | 0
2018-12-06 02:00 | 12 | 4 | 1 | 2 | 8139 | 0
2018-12-06 03:00 | 12 | 4 | 1 | 3 | 8140 | 0
2018-12-06 04:00 | 12 | 4 | 1 | 4 | 8141 | 0
2018-12-06 05:00 | 12 | 4 | 1 | 5 | 8142 | 0
2018-12-06 06:00 | 12 | 4 | 1 | 6 | 8143 | 0
2018-12-06 07:00 | 12 | 4 | 1 | 7 | 8144 | 0.0012191
2018-12-06 08:00 | 12 | 4 | 1 | 8 | 8145 | 0.10116
2018-12-06 09:00 | 12 | 4 | 1 | 9 | 8146 | 0.21743
2018-12-06 10:00 | 12 | 4 | 1 | 10 | 8147 | 0.29142
2018-12-06 11:00 | 12 | 4 | 1 | 11 | 8148 | 0.30428
2018-12-06 12:00 | 12 | 4 | 1 | 12 | 8149 | 0.28785
2018-12-06 13:00 | 12 | 4 | 1 | 13 | 8150 | 0.26619
2018-12-06 14:00 | 12 | 4 | 1 | 14 | 8151 | 0.22284
2018-12-06 15:00 | 12 | 4 | 1 | 15 | 8152 | 0.14675
2018-12-06 16:00 | 12 | 4 | 1 | 16 | 8153 | 0.018985
2018-12-06 17:00 | 12 | 4 | 1 | 17 | 8154 | 0
2018-12-06 18:00 | 12 | 4 | 1 | 18 | 8155 | 0
2018-12-06 19:00 | 12 | 4 | 1 | 19 | 8156 | 0
2018-12-06 20:00 | 12 | 4 | 1 | 20 | 8157 | 0
2018-12-06 21:00 | 12 | 4 | 1 | 21 | 8158 | 0
2018-12-06 22:00 | 12 | 4 | 1 | 22 | 8159 | 0
2018-12-06 23:00 | 12 | 4 | 1 | 23 | 8160 | 0
2018-12-07 | 12 | 5 | 1 | 0 | 8161 | 0
2018-12-07 01:00 | 12 | 5 | 1 | 1 | 8162 | 0
2018-12-07 02:00 | 12 | 5 | 1 | 2 | 8163 | 0
2018-12-07 03:00 | 12 | 5 | 1 | 3 | 8164 | 0
2018-12-07 04:00 | 12 | 5 | 1 | 4 | 8165 | 0
2018-12-07 05:00 | 12 | 5 | 1 | 5 | 8166 | 0
2018-12-07 06:00 | 12 | 5 | 1 | 6 | 8167 | 0
2018-12-07 07:00 | 12 | 5 | 1 | 7 | 8168 | 0.0017096
2018-12-07 08:00 | 12 | 5 | 1 | 8 | 8169 | 0.10457
2018-12-07 09:00 | 12 | 5 | 1 | 9 | 8170 | 0.21806
2018-12-07 10:00 | 12 | 5 | 1 | 10 | 8171 | 0.26302
2018-12-07 11:00 | 12 | 5 | 1 | 11 | 8172 | 0.29539
2018-12-07 12:00 | 12 | 5 | 1 | 12 | 8173 | 0.28355
2018-12-07 13:00 | 12 | 5 | 1 | 13 | 8174 | 0.24811
2018-12-07 14:00 | 12 | 5 | 1 | 14 | 8175 | 0.21181
2018-12-07 15:00 | 12 | 5 | 1 | 15 | 8176 | 0.15028
2018-12-07 16:00 | 12 | 5 | 1 | 16 | 8177 | 0.017916
2018-12-07 17:00 | 12 | 5 | 1 | 17 | 8178 | 0
2018-12-07 18:00 | 12 | 5 | 1 | 18 | 8179 | 0
2018-12-07 19:00 | 12 | 5 | 1 | 19 | 8180 | 0
2018-12-07 20:00 | 12 | 5 | 1 | 20 | 8181 | 0
2018-12-07 21:00 | 12 | 5 | 1 | 21 | 8182 | 0
2018-12-07 22:00 | 12 | 5 | 1 | 22 | 8183 | 0
2018-12-07 23:00 | 12 | 5 | 1 | 23 | 8184 | 0
2018-12-08 | 12 | 6 | 2 | 0 | 8185 | 0
2018-12-08 01:00 | 12 | 6 | 2 | 1 | 8186 | 0
2018-12-08 02:00 | 12 | 6 | 2 | 2 | 8187 | 0
2018-12-08 03:00 | 12 | 6 | 2 | 3 | 8188 | 0
2018-12-08 04:00 | 12 | 6 | 2 | 4 | 8189 | 0
2018-12-08 05:00 | 12 | 6 | 2 | 5 | 8190 | 0
2018-12-08 06:00 | 12 | 6 | 2 | 6 | 8191 | 0
2018-12-08 07:00 | 12 | 6 | 2 | 7 | 8192 | 0.0013714
2018-12-08 08:00 | 12 | 6 | 2 | 8 | 8193 | 0.10439
2018-12-08 09:00 | 12 | 6 | 2 | 9 | 8194 | 0.2284
2018-12-08 10:00 | 12 | 6 | 2 | 10 | 8195 | 0.29259
2018-12-08 11:00 | 12 | 6 | 2 | 11 | 8196 | 0.31311
2018-12-08 12:00 | 12 | 6 | 2 | 12 | 8197 | 0.29849
2018-12-08 13:00 | 12 | 6 | 2 | 13 | 8198 | 0.28163
2018-12-08 14:00 | 12 | 6 | 2 | 14 | 8199 | 0.24999
2018-12-08 15:00 | 12 | 6 | 2 | 15 | 8200 | 0.16492
2018-12-08 16:00 | 12 | 6 | 2 | 16 | 8201 | 0.021258
2018-12-08 17:00 | 12 | 6 | 2 | 17 | 8202 | 0
2018-12-08 18:00 | 12 | 6 | 2 | 18 | 8203 | 0
2018-12-08 19:00 | 12 | 6 | 2 | 19 | 8204 | 0
2018-12-08 20:00 | 12 | 6 | 2 | 20 | 8205 | 0
2018-12-08 21:00 | 12 | 6 | 2 | 21 | 8206 | 0
2018-12-08 22:00 | 12 | 6 | 2 | 22 | 8207 | 0
2018-12-08 23:00 | 12 | 6 | 2 | 23 | 8208 | 0
2018-12-09 | 12 | 7 | 2 | 0 | 8209 | 0
2018-12-09 01:00 | 12 | 7 | 2 | 1 | 8210 | 0
2018-12-09 02:00 | 12 | 7 | 2 | 2 | 8211 | 0
2018-12-09 03:00 | 12 | 7 | 2 | 3 | 8212 | 0
2018-12-09 04:00 | 12 | 7 | 2 | 4 | 8213 | 0
2018-12-09 05:00 | 12 | 7 | 2 | 5 | 8214 | 0
2018-12-09 06:00 | 12 | 7 | 2 | 6 | 8215 | 0
2018-12-09 07:00 | 12 | 7 | 2 | 7 | 8216 | 0.0012056
2018-12-09 08:00 | 12 | 7 | 2 | 8 | 8217 | 0.099836
2018-12-09 09:00 | 12 | 7 | 2 | 9 | 8218 | 0.22088
2018-12-09 10:00 | 12 | 7 | 2 | 10 | 8219 | 0.28438
2018-12-09 11:00 | 12 | 7 | 2 | 11 | 8220 | 0.29852
2018-12-09 12:00 | 12 | 7 | 2 | 12 | 8221 | 0.28978
2018-12-09 13:00 | 12 | 7 | 2 | 13 | 8222 | 0.28186
2018-12-09 14:00 | 12 | 7 | 2 | 14 | 8223 | 0.2356
2018-12-09 15:00 | 12 | 7 | 2 | 15 | 8224 | 0.14705
2018-12-09 16:00 | 12 | 7 | 2 | 16 | 8225 | 0.019028
2018-12-09 17:00 | 12 | 7 | 2 | 17 | 8226 | 0
2018-12-09 18:00 | 12 | 7 | 2 | 18 | 8227 | 0
2018-12-09 19:00 | 12 | 7 | 2 | 19 | 8228 | 0
2018-12-09 20:00 | 12 | 7 | 2 | 20 | 8229 | 0
2018-12-09 21:00 | 12 | 7 | 2 | 21 | 8230 | 0
2018-12-09 22:00 | 12 | 7 | 2 | 22 | 8231 | 0
2018-12-09 23:00 | 12 | 7 | 2 | 23 | 8232 | 0
2018-12-10 | 12 | 1 | 1 | 0 | 8233 | 0
2018-12-10 01:00 | 12 | 1 | 1 | 1 | 8234 | 0
2018-12-10 02:00 | 12 | 1 | 1 | 2 | 8235 | 0
2018-12-10 03:00 | 12 | 1 | 1 | 3 | 8236 | 0
2018-12-10 04:00 | 12 | 1 | 1 | 4 | 8237 | 0
2018-12-10 05:00 | 12 | 1 | 1 | 5 | 8238 | 0
2018-12-10 06:00 | 12 | 1 | 1 | 6 | 8239 | 0
2018-12-10 07:00 | 12 | 1 | 1 | 7 | 8240 | 0.0010399
2018-12-10 08:00 | 12 | 1 | 1 | 8 | 8241 | 0.078836
2018-12-10 09:00 | 12 | 1 | 1 | 9 | 8242 | 0.17947
2018-12-10 10:00 | 12 | 1 | 1 | 10 | 8243 | 0.22314
2018-12-10 11:00 | 12 | 1 | 1 | 11 | 8244 | 0.21981
2018-12-10 12:00 | 12 | 1 | 1 | 12 | 8245 | 0.20902
2018-12-10 13:00 | 12 | 1 | 1 | 13 | 8246 | 0.18708
2018-12-10 14:00 | 12 | 1 | 1 | 14 | 8247 | 0.14831
2018-12-10 15:00 | 12 | 1 | 1 | 15 | 8248 | 0.12382
2018-12-10 16:00 | 12 | 1 | 1 | 16 | 8249 | 0.014788
2018-12-10 17:00 | 12 | 1 | 1 | 17 | 8250 | 0
2018-12-10 18:00 | 12 | 1 | 1 | 18 | 8251 | 0
2018-12-10 19:00 | 12 | 1 | 1 | 19 | 8252 | 0
2018-12-10 20:00 | 12 | 1 | 1 | 20 | 8253 | 0
2018-12-10 21:00 | 12 | 1 | 1 | 21 | 8254 | 0
2018-12-10 22:00 | 12 | 1 | 1 | 22 | 8255 | 0
2018-12-10 23:00 | 12 | 1 | 1 | 23 | 8256 | 0
2018-12-11 | 12 | 2 | 1 | 0 | 8257 | 0
2018-12-11 01:00 | 12 | 2 | 1 | 1 | 8258 | 0
2018-12-11 02:00 | 12 | 2 | 1 | 2 | 8259 | 0
2018-12-11 03:00 | 12 | 2 | 1 | 3 | 8260 | 0
2018-12-11 04:00 | 12 | 2 | 1 | 4 | 8261 | 0
2018-12-11 05:00 | 12 | 2 | 1 | 5 | 8262 | 0
2018-12-11 06:00 | 12 | 2 | 1 | 6 | 8263 | 0
2018-12-11 07:00 | 12 | 2 | 1 | 7 | 8264 | 0.00035168
2018-12-11 08:00 | 12 | 2 | 1 | 8 | 8265 | 0.076322
2018-12-11 09:00 | 12 | 2 | 1 | 9 | 8266 | 0.19785
2018-12-11 10:00 | 12 | 2 | 1 | 10 | 8267 | 0.27263
2018-12-11 11:00 | 12 | 2 | 1 | 11 | 8268 | 0.30089
2018-12-11 12:00 | 12 | 2 | 1 | 12 | 8269 | 0.29342
2018-12-11 13:00 | 12 | 2 | 1 | 13 | 8270 | 0.26632
2018-12-11 14:00 | 12 | 2 | 1 | 14 | 8271 | 0.23068
2018-12-11 15:00 | 12 | 2 | 1 | 15 | 8272 | 0.16749
2018-12-11 16:00 | 12 | 2 | 1 | 16 | 8273 | 0.021265
2018-12-11 17:00 | 12 | 2 | 1 | 17 | 8274 | 0
2018-12-11 18:00 | 12 | 2 | 1 | 18 | 8275 | 0
2018-12-11 19:00 | 12 | 2 | 1 | 19 | 8276 | 0
2018-12-11 20:00 | 12 | 2 | 1 | 20 | 8277 | 0
2018-12-11 21:00 | 12 | 2 | 1 | 21 | 8278 | 0
2018-12-11 22:00 | 12 | 2 | 1 | 22 | 8279 | 0
2018-12-11 23:00 | 12 | 2 | 1 | 23 | 8280 | 0
2018-12-12 | 12 | 3 | 1 | 0 | 8281 | 0
2018-12-12 01:00 | 12 | 3 | 1 | 1 | 8282 | 0
2018-12-12 02:00 | 12 | 3 | 1 | 2 | 8283 | 0
2018-12-12 03:00 | 12 | 3 | 1 | 3 | 8284 | 0
2018-12-12 04:00 | 12 | 3 | 1 | 4 | 8285 | 0
2018-12-12 05:00 | 12 | 3 | 1 | 5 | 8286 | 0
2018-12-12 06:00 | 12 | 3 | 1 | 6 | 8287 | 0
2018-12-12 07:00 | 12 | 3 | 1 | 7 | 8288 | 0.00051744
2018-12-12 08:00 | 12 | 3 | 1 | 8 | 8289 | 0.093732
2018-12-12 09:00 | 12 | 3 | 1 | 9 | 8290 | 0.21072
2018-12-12 10:00 | 12 | 3 | 1 | 10 | 8291 | 0.29829
2018-12-12 11:00 | 12 | 3 | 1 | 11 | 8292 | 0.34209
2018-12-12 12:00 | 12 | 3 | 1 | 12 | 8293 | 0.35041
2018-12-12 13:00 | 12 | 3 | 1 | 13 | 8294 | 0.30938
2018-12-12 14:00 | 12 | 3 | 1 | 14 | 8295 | 0.26354
2018-12-12 15:00 | 12 | 3 | 1 | 15 | 8296 | 0.15312
2018-12-12 16:00 | 12 | 3 | 1 | 16 | 8297 | 0.020386
2018-12-12 17:00 | 12 | 3 | 1 | 17 | 8298 | 0
2018-12-12 18:00 | 12 | 3 | 1 | 18 | 8299 | 0
2018-12-12 19:00 | 12 | 3 | 1 | 19 | 8300 | 0
2018-12-12 20:00 | 12 | 3 | 1 | 20 | 8301 | 0
2018-12-12 21:00 | 12 | 3 | 1 | 21 | 8302 | 0
2018-12-12 22:00 | 12 | 3 | 1 | 22 | 8303 | 0
2018-12-12 23:00 | 12 | 3 | 1 | 23 | 8304 | 0
2018-12-13 | 12 | 4 | 1 | 0 | 8305 | 0
2018-12-13 01:00 | 12 | 4 | 1 | 1 | 8306 | 0
2018-12-13 02:00 | 12 | 4 | 1 | 2 | 8307 | 0
2018-12-13 03:00 | 12 | 4 | 1 | 3 | 8308 | 0
2018-12-13 04:00 | 12 | 4 | 1 | 4 | 8309 | 0
2018-12-13 05:00 | 12 | 4 | 1 | 5 | 8310 | 0
2018-12-13 06:00 | 12 | 4 | 1 | 6 | 8311 | 0
2018-12-13 07:00 | 12 | 4 | 1 | 7 | 8312 | 0.00034496
2018-12-13 08:00 | 12 | 4 | 1 | 8 | 8313 | 0.075093
2018-12-13 09:00 | 12 | 4 | 1 | 9 | 8314 | 0.18044
2018-12-13 10:00 | 12 | 4 | 1 | 10 | 8315 | 0.252
2018-12-13 11:00 | 12 | 4 | 1 | 11 | 8316 | 0.2892
2018-12-13 12:00 | 12 | 4 | 1 | 12 | 8317 | 0.28344
2018-12-13 13:00 | 12 | 4 | 1 | 13 | 8318 | 0.24234
2018-12-13 14:00 | 12 | 4 | 1 | 14 | 8319 | 0.2017
2018-12-13 15:00 | 12 | 4 | 1 | 15 | 8320 | 0.1476
2018-12-13 16:00 | 12 | 4 | 1 | 16 | 8321 | 0.017202
2018-12-13 17:00 | 12 | 4 | 1 | 17 | 8322 | 0
2018-12-13 18:00 | 12 | 4 | 1 | 18 | 8323 | 0
2018-12-13 19:00 | 12 | 4 | 1 | 19 | 8324 | 0
2018-12-13 20:00 | 12 | 4 | 1 | 20 | 8325 | 0
2018-12-13 21:00 | 12 | 4 | 1 | 21 | 8326 | 0
2018-12-13 22:00 | 12 | 4 | 1 | 22 | 8327 | 0
2018-12-13 23:00 | 12 | 4 | 1 | 23 | 8328 | 0
2018-12-14 | 12 | 5 | 1 | 0 | 8329 | 0
2018-12-14 01:00 | 12 | 5 | 1 | 1 | 8330 | 0
2018-12-14 02:00 | 12 | 5 | 1 | 2 | 8331 | 0
2018-12-14 03:00 | 12 | 5 | 1 | 3 | 8332 | 0
2018-12-14 04:00 | 12 | 5 | 1 | 4 | 8333 | 0
2018-12-14 05:00 | 12 | 5 | 1 | 5 | 8334 | 0
2018-12-14 06:00 | 12 | 5 | 1 | 6 | 8335 | 0
2018-12-14 07:00 | 12 | 5 | 1 | 7 | 8336 | 0.00033824
2018-12-14 08:00 | 12 | 5 | 1 | 8 | 8337 | 0.082222
2018-12-14 09:00 | 12 | 5 | 1 | 9 | 8338 | 0.19521
2018-12-14 10:00 | 12 | 5 | 1 | 10 | 8339 | 0.26821
2018-12-14 11:00 | 12 | 5 | 1 | 11 | 8340 | 0.27978
2018-12-14 12:00 | 12 | 5 | 1 | 12 | 8341 | 0.28251
2018-12-14 13:00 | 12 | 5 | 1 | 13 | 8342 | 0.24146
2018-12-14 14:00 | 12 | 5 | 1 | 14 | 8343 | 0.17477
2018-12-14 15:00 | 12 | 5 | 1 | 15 | 8344 | 0.12529
2018-12-14 16:00 | 12 | 5 | 1 | 16 | 8345 | 0.014209
2018-12-14 17:00 | 12 | 5 | 1 | 17 | 8346 | 0
2018-12-14 18:00 | 12 | 5 | 1 | 18 | 8347 | 0
2018-12-14 19:00 | 12 | 5 | 1 | 19 | 8348 | 0
2018-12-14 20:00 | 12 | 5 | 1 | 20 | 8349 | 0
2018-12-14 21:00 | 12 | 5 | 1 | 21 | 8350 | 0
2018-12-14 22:00 | 12 | 5 | 1 | 22 | 8351 | 0
2018-12-14 23:00 | 12 | 5 | 1 | 23 | 8352 | 0
2018-12-15 | 12 | 6 | 2 | 0 | 8353 | 0
2018-12-15 01:00 | 12 | 6 | 2 | 1 | 8354 | 0
2018-12-15 02:00 | 12 | 6 | 2 | 2 | 8355 | 0
2018-12-15 03:00 | 12 | 6 | 2 | 3 | 8356 | 0
2018-12-15 04:00 | 12 | 6 | 2 | 4 | 8357 | 0
2018-12-15 05:00 | 12 | 6 | 2 | 5 | 8358 | 0
2018-12-15 06:00 | 12 | 6 | 2 | 6 | 8359 | 0
2018-12-15 07:00 | 12 | 6 | 2 | 7 | 8360 | 0.00017248
2018-12-15 08:00 | 12 | 6 | 2 | 8 | 8361 | 0.068381
2018-12-15 09:00 | 12 | 6 | 2 | 9 | 8362 | 0.16525
2018-12-15 10:00 | 12 | 6 | 2 | 10 | 8363 | 0.24638
2018-12-15 11:00 | 12 | 6 | 2 | 11 | 8364 | 0.25565
2018-12-15 12:00 | 12 | 6 | 2 | 12 | 8365 | 0.24681
2018-12-15 13:00 | 12 | 6 | 2 | 13 | 8366 | 0.24785
2018-12-15 14:00 | 12 | 6 | 2 | 14 | 8367 | 0.22162
2018-12-15 15:00 | 12 | 6 | 2 | 15 | 8368 | 0.15227
2018-12-15 16:00 | 12 | 6 | 2 | 16 | 8369 | 0.01933
2018-12-15 17:00 | 12 | 6 | 2 | 17 | 8370 | 0
2018-12-15 18:00 | 12 | 6 | 2 | 18 | 8371 | 0
2018-12-15 19:00 | 12 | 6 | 2 | 19 | 8372 | 0
2018-12-15 20:00 | 12 | 6 | 2 | 20 | 8373 | 0
2018-12-15 21:00 | 12 | 6 | 2 | 21 | 8374 | 0
2018-12-15 22:00 | 12 | 6 | 2 | 22 | 8375 | 0
2018-12-15 23:00 | 12 | 6 | 2 | 23 | 8376 | 0
2018-12-16 | 12 | 7 | 2 | 0 | 8377 | 0
2018-12-16 01:00 | 12 | 7 | 2 | 1 | 8378 | 0
2018-12-16 02:00 | 12 | 7 | 2 | 2 | 8379 | 0
2018-12-16 03:00 | 12 | 7 | 2 | 3 | 8380 | 0
2018-12-16 04:00 | 12 | 7 | 2 | 4 | 8381 | 0
2018-12-16 05:00 | 12 | 7 | 2 | 5 | 8382 | 0
2018-12-16 06:00 | 12 | 7 | 2 | 6 | 8383 | 0
2018-12-16 07:00 | 12 | 7 | 2 | 7 | 8384 | 0.00033824
2018-12-16 08:00 | 12 | 7 | 2 | 8 | 8385 | 0.07837
2018-12-16 09:00 | 12 | 7 | 2 | 9 | 8386 | 0.20653
2018-12-16 10:00 | 12 | 7 | 2 | 10 | 8387 | 0.26237
2018-12-16 11:00 | 12 | 7 | 2 | 11 | 8388 | 0.26673
2018-12-16 12:00 | 12 | 7 | 2 | 12 | 8389 | 0.26635
2018-12-16 13:00 | 12 | 7 | 2 | 13 | 8390 | 0.26602
2018-12-16 14:00 | 12 | 7 | 2 | 14 | 8391 | 0.22053
2018-12-16 15:00 | 12 | 7 | 2 | 15 | 8392 | 0.15676
2018-12-16 16:00 | 12 | 7 | 2 | 16 | 8393 | 0.020933
2018-12-16 17:00 | 12 | 7 | 2 | 17 | 8394 | 0
2018-12-16 18:00 | 12 | 7 | 2 | 18 | 8395 | 0
2018-12-16 19:00 | 12 | 7 | 2 | 19 | 8396 | 0
2018-12-16 20:00 | 12 | 7 | 2 | 20 | 8397 | 0
2018-12-16 21:00 | 12 | 7 | 2 | 21 | 8398 | 0
2018-12-16 22:00 | 12 | 7 | 2 | 22 | 8399 | 0
2018-12-16 23:00 | 12 | 7 | 2 | 23 | 8400 | 0
2018-12-17 | 12 | 1 | 1 | 0 | 8401 | 0
2018-12-17 01:00 | 12 | 1 | 1 | 1 | 8402 | 0
2018-12-17 02:00 | 12 | 1 | 1 | 2 | 8403 | 0
2018-12-17 03:00 | 12 | 1 | 1 | 3 | 8404 | 0
2018-12-17 04:00 | 12 | 1 | 1 | 4 | 8405 | 0
2018-12-17 05:00 | 12 | 1 | 1 | 5 | 8406 | 0
2018-12-17 06:00 | 12 | 1 | 1 | 6 | 8407 | 0
2018-12-17 07:00 | 12 | 1 | 1 | 7 | 8408 | 0.00033824
2018-12-17 08:00 | 12 | 1 | 1 | 8 | 8409 | 0.090435
2018-12-17 09:00 | 12 | 1 | 1 | 9 | 8410 | 0.24617
2018-12-17 10:00 | 12 | 1 | 1 | 10 | 8411 | 0.3452
2018-12-17 11:00 | 12 | 1 | 1 | 11 | 8412 | 0.38825
2018-12-17 12:00 | 12 | 1 | 1 | 12 | 8413 | 0.38324
2018-12-17 13:00 | 12 | 1 | 1 | 13 | 8414 | 0.31695
2018-12-17 14:00 | 12 | 1 | 1 | 14 | 8415 | 0.26058
2018-12-17 15:00 | 12 | 1 | 1 | 15 | 8416 | 0.16939
2018-12-17 16:00 | 12 | 1 | 1 | 16 | 8417 | 0.02322
2018-12-17 17:00 | 12 | 1 | 1 | 17 | 8418 | 0
2018-12-17 18:00 | 12 | 1 | 1 | 18 | 8419 | 0
2018-12-17 19:00 | 12 | 1 | 1 | 19 | 8420 | 0
2018-12-17 20:00 | 12 | 1 | 1 | 20 | 8421 | 0
2018-12-17 21:00 | 12 | 1 | 1 | 21 | 8422 | 0
2018-12-17 22:00 | 12 | 1 | 1 | 22 | 8423 | 0
2018-12-17 23:00 | 12 | 1 | 1 | 23 | 8424 | 0
2018-12-18 | 12 | 2 | 1 | 0 | 8425 | 0
2018-12-18 01:00 | 12 | 2 | 1 | 1 | 8426 | 0
2018-12-18 02:00 | 12 | 2 | 1 | 2 | 8427 | 0
2018-12-18 03:00 | 12 | 2 | 1 | 3 | 8428 | 0
2018-12-18 04:00 | 12 | 2 | 1 | 4 | 8429 | 0
2018-12-18 05:00 | 12 | 2 | 1 | 5 | 8430 | 0
2018-12-18 06:00 | 12 | 2 | 1 | 6 | 8431 | 0
2018-12-18 07:00 | 12 | 2 | 1 | 7 | 8432 | 0.00033824
2018-12-18 08:00 | 12 | 2 | 1 | 8 | 8433 | 0.094732
2018-12-18 09:00 | 12 | 2 | 1 | 9 | 8434 | 0.24319
2018-12-18 10:00 | 12 | 2 | 1 | 10 | 8435 | 0.33304
2018-12-18 11:00 | 12 | 2 | 1 | 11 | 8436 | 0.36456
2018-12-18 12:00 | 12 | 2 | 1 | 12 | 8437 | 0.37284
2018-12-18 13:00 | 12 | 2 | 1 | 13 | 8438 | 0.33133
2018-12-18 14:00 | 12 | 2 | 1 | 14 | 8439 | 0.26522
2018-12-18 15:00 | 12 | 2 | 1 | 15 | 8440 | 0.16356
2018-12-18 16:00 | 12 | 2 | 1 | 16 | 8441 | 0.02269
2018-12-18 17:00 | 12 | 2 | 1 | 17 | 8442 | 0
2018-12-18 18:00 | 12 | 2 | 1 | 18 | 8443 | 0
2018-12-18 19:00 | 12 | 2 | 1 | 19 | 8444 | 0
2018-12-18 20:00 | 12 | 2 | 1 | 20 | 8445 | 0
2018-12-18 21:00 | 12 | 2 | 1 | 21 | 8446 | 0
2018-12-18 22:00 | 12 | 2 | 1 | 22 | 8447 | 0
2018-12-18 23:00 | 12 | 2 | 1 | 23 | 8448 | 0
2018-12-19 | 12 | 3 | 1 | 0 | 8449 | 0
2018-12-19 01:00 | 12 | 3 | 1 | 1 | 8450 | 0
2018-12-19 02:00 | 12 | 3 | 1 | 2 | 8451 | 0
2018-12-19 03:00 | 12 | 3 | 1 | 3 | 8452 | 0
2018-12-19 04:00 | 12 | 3 | 1 | 4 | 8453 | 0
2018-12-19 05:00 | 12 | 3 | 1 | 5 | 8454 | 0
2018-12-19 06:00 | 12 | 3 | 1 | 6 | 8455 | 0
2018-12-19 07:00 | 12 | 3 | 1 | 7 | 8456 | 0.00033824
2018-12-19 08:00 | 12 | 3 | 1 | 8 | 8457 | 0.096422
2018-12-19 09:00 | 12 | 3 | 1 | 9 | 8458 | 0.25793
2018-12-19 10:00 | 12 | 3 | 1 | 10 | 8459 | 0.32874
2018-12-19 11:00 | 12 | 3 | 1 | 11 | 8460 | 0.34048
2018-12-19 12:00 | 12 | 3 | 1 | 12 | 8461 | 0.35375
2018-12-19 13:00 | 12 | 3 | 1 | 13 | 8462 | 0.32528
2018-12-19 14:00 | 12 | 3 | 1 | 14 | 8463 | 0.2729
2018-12-19 15:00 | 12 | 3 | 1 | 15 | 8464 | 0.17386
2018-12-19 16:00 | 12 | 3 | 1 | 16 | 8465 | 0.024805
2018-12-19 17:00 | 12 | 3 | 1 | 17 | 8466 | 0
2018-12-19 18:00 | 12 | 3 | 1 | 18 | 8467 | 0
2018-12-19 19:00 | 12 | 3 | 1 | 19 | 8468 | 0
2018-12-19 20:00 | 12 | 3 | 1 | 20 | 8469 | 0
2018-12-19 21:00 | 12 | 3 | 1 | 21 | 8470 | 0
2018-12-19 22:00 | 12 | 3 | 1 | 22 | 8471 | 0
2018-12-19 23:00 | 12 | 3 | 1 | 23 | 8472 | 0
2018-12-20 | 12 | 4 | 1 | 0 | 8473 | 0
2018-12-20 01:00 | 12 | 4 | 1 | 1 | 8474 | 0
2018-12-20 02:00 | 12 | 4 | 1 | 2 | 8475 | 0
2018-12-20 03:00 | 12 | 4 | 1 | 3 | 8476 | 0
2018-12-20 04:00 | 12 | 4 | 1 | 4 | 8477 | 0
2018-12-20 05:00 | 12 | 4 | 1 | 5 | 8478 | 0
2018-12-20 06:00 | 12 | 4 | 1 | 6 | 8479 | 0
2018-12-20 07:00 | 12 | 4 | 1 | 7 | 8480 | 0.00016576
2018-12-20 08:00 | 12 | 4 | 1 | 8 | 8481 | 0.082207
2018-12-20 09:00 | 12 | 4 | 1 | 9 | 8482 | 0.21748
2018-12-20 10:00 | 12 | 4 | 1 | 10 | 8483 | 0.26478
2018-12-20 11:00 | 12 | 4 | 1 | 11 | 8484 | 0.28698
2018-12-20 12:00 | 12 | 4 | 1 | 12 | 8485 | 0.26725
2018-12-20 13:00 | 12 | 4 | 1 | 13 | 8486 | 0.25854
2018-12-20 14:00 | 12 | 4 | 1 | 14 | 8487 | 0.21029
2018-12-20 15:00 | 12 | 4 | 1 | 15 | 8488 | 0.16487
2018-12-20 16:00 | 12 | 4 | 1 | 16 | 8489 | 0.023951
2018-12-20 17:00 | 12 | 4 | 1 | 17 | 8490 | 0
2018-12-20 18:00 | 12 | 4 | 1 | 18 | 8491 | 0
2018-12-20 19:00 | 12 | 4 | 1 | 19 | 8492 | 0
2018-12-20 20:00 | 12 | 4 | 1 | 20 | 8493 | 0
2018-12-20 21:00 | 12 | 4 | 1 | 21 | 8494 | 0
2018-12-20 22:00 | 12 | 4 | 1 | 22 | 8495 | 0
2018-12-20 23:00 | 12 | 4 | 1 | 23 | 8496 | 0
2018-12-21 | 12 | 5 | 1 | 0 | 8497 | 0
2018-12-21 01:00 | 12 | 5 | 1 | 1 | 8498 | 0
2018-12-21 02:00 | 12 | 5 | 1 | 2 | 8499 | 0
2018-12-21 03:00 | 12 | 5 | 1 | 3 | 8500 | 0
2018-12-21 04:00 | 12 | 5 | 1 | 4 | 8501 | 0
2018-12-21 05:00 | 12 | 5 | 1 | 5 | 8502 | 0
2018-12-21 06:00 | 12 | 5 | 1 | 6 | 8503 | 0
2018-12-21 07:00 | 12 | 5 | 1 | 7 | 8504 | 0.00033151
2018-12-21 08:00 | 12 | 5 | 1 | 8 | 8505 | 0.082743
2018-12-21 09:00 | 12 | 5 | 1 | 9 | 8506 | 0.20809
2018-12-21 10:00 | 12 | 5 | 1 | 10 | 8507 | 0.26981
2018-12-21 11:00 | 12 | 5 | 1 | 11 | 8508 | 0.26615
2018-12-21 12:00 | 12 | 5 | 1 | 12 | 8509 | 0.26666
2018-12-21 13:00 | 12 | 5 | 1 | 13 | 8510 | 0.23876
2018-12-21 14:00 | 12 | 5 | 1 | 14 | 8511 | 0.19882
2018-12-21 15:00 | 12 | 5 | 1 | 15 | 8512 | 0.14394
2018-12-21 16:00 | 12 | 5 | 1 | 16 | 8513 | 0.018985
2018-12-21 17:00 | 12 | 5 | 1 | 17 | 8514 | 0
2018-12-21 18:00 | 12 | 5 | 1 | 18 | 8515 | 0
2018-12-21 19:00 | 12 | 5 | 1 | 19 | 8516 | 0
2018-12-21 20:00 | 12 | 5 | 1 | 20 | 8517 | 0
2018-12-21 21:00 | 12 | 5 | 1 | 21 | 8518 | 0
2018-12-21 22:00 | 12 | 5 | 1 | 22 | 8519 | 0
2018-12-21 23:00 | 12 | 5 | 1 | 23 | 8520 | 0
2018-12-22 | 12 | 6 | 2 | 0 | 8521 | 0
2018-12-22 01:00 | 12 | 6 | 2 | 1 | 8522 | 0
2018-12-22 02:00 | 12 | 6 | 2 | 2 | 8523 | 0
2018-12-22 03:00 | 12 | 6 | 2 | 3 | 8524 | 0
2018-12-22 04:00 | 12 | 6 | 2 | 4 | 8525 | 0
2018-12-22 05:00 | 12 | 6 | 2 | 5 | 8526 | 0
2018-12-22 06:00 | 12 | 6 | 2 | 6 | 8527 | 0
2018-12-22 07:00 | 12 | 6 | 2 | 7 | 8528 | 0.00016576
2018-12-22 08:00 | 12 | 6 | 2 | 8 | 8529 | 0.072738
2018-12-22 09:00 | 12 | 6 | 2 | 9 | 8530 | 0.20023
2018-12-22 10:00 | 12 | 6 | 2 | 10 | 8531 | 0.27005
2018-12-22 11:00 | 12 | 6 | 2 | 11 | 8532 | 0.27441
2018-12-22 12:00 | 12 | 6 | 2 | 12 | 8533 | 0.28185
2018-12-22 13:00 | 12 | 6 | 2 | 13 | 8534 | 0.24439
2018-12-22 14:00 | 12 | 6 | 2 | 14 | 8535 | 0.20936
2018-12-22 15:00 | 12 | 6 | 2 | 15 | 8536 | 0.15602
2018-12-22 16:00 | 12 | 6 | 2 | 16 | 8537 | 0.021603
2018-12-22 17:00 | 12 | 6 | 2 | 17 | 8538 | 0
2018-12-22 18:00 | 12 | 6 | 2 | 18 | 8539 | 0
2018-12-22 19:00 | 12 | 6 | 2 | 19 | 8540 | 0
2018-12-22 20:00 | 12 | 6 | 2 | 20 | 8541 | 0
2018-12-22 21:00 | 12 | 6 | 2 | 21 | 8542 | 0
2018-12-22 22:00 | 12 | 6 | 2 | 22 | 8543 | 0
2018-12-22 23:00 | 12 | 6 | 2 | 23 | 8544 | 0
2018-12-23 | 12 | 7 | 2 | 0 | 8545 | 0
2018-12-23 01:00 | 12 | 7 | 2 | 1 | 8546 | 0
2018-12-23 02:00 | 12 | 7 | 2 | 2 | 8547 | 0
2018-12-23 03:00 | 12 | 7 | 2 | 3 | 8548 | 0
2018-12-23 04:00 | 12 | 7 | 2 | 4 | 8549 | 0
2018-12-23 05:00 | 12 | 7 | 2 | 5 | 8550 | 0
2018-12-23 06:00 | 12 | 7 | 2 | 6 | 8551 | 0
2018-12-23 07:00 | 12 | 7 | 2 | 7 | 8552 | 0.00033151
2018-12-23 08:00 | 12 | 7 | 2 | 8 | 8553 | 0.088589
2018-12-23 09:00 | 12 | 7 | 2 | 9 | 8554 | 0.22119
2018-12-23 10:00 | 12 | 7 | 2 | 10 | 8555 | 0.28513
2018-12-23 11:00 | 12 | 7 | 2 | 11 | 8556 | 0.2801
2018-12-23 12:00 | 12 | 7 | 2 | 12 | 8557 | 0.28143
2018-12-23 13:00 | 12 | 7 | 2 | 13 | 8558 | 0.27261
2018-12-23 14:00 | 12 | 7 | 2 | 14 | 8559 | 0.23679
2018-12-23 15:00 | 12 | 7 | 2 | 15 | 8560 | 0.18038
2018-12-23 16:00 | 12 | 7 | 2 | 16 | 8561 | 0.026545
2018-12-23 17:00 | 12 | 7 | 2 | 17 | 8562 | 0
2018-12-23 18:00 | 12 | 7 | 2 | 18 | 8563 | 0
2018-12-23 19:00 | 12 | 7 | 2 | 19 | 8564 | 0
2018-12-23 20:00 | 12 | 7 | 2 | 20 | 8565 | 0
2018-12-23 21:00 | 12 | 7 | 2 | 21 | 8566 | 0
2018-12-23 22:00 | 12 | 7 | 2 | 22 | 8567 | 0
2018-12-23 23:00 | 12 | 7 | 2 | 23 | 8568 | 0
2018-12-24 | 12 | 1 | 1 | 0 | 8569 | 0
2018-12-24 01:00 | 12 | 1 | 1 | 1 | 8570 | 0
2018-12-24 02:00 | 12 | 1 | 1 | 2 | 8571 | 0
2018-12-24 03:00 | 12 | 1 | 1 | 3 | 8572 | 0
2018-12-24 04:00 | 12 | 1 | 1 | 4 | 8573 | 0
2018-12-24 05:00 | 12 | 1 | 1 | 5 | 8574 | 0
2018-12-24 06:00 | 12 | 1 | 1 | 6 | 8575 | 0
2018-12-24 07:00 | 12 | 1 | 1 | 7 | 8576 | 0.00016576
2018-12-24 08:00 | 12 | 1 | 1 | 8 | 8577 | 0.065331
2018-12-24 09:00 | 12 | 1 | 1 | 9 | 8578 | 0.1824
2018-12-24 10:00 | 12 | 1 | 1 | 10 | 8579 | 0.24399
2018-12-24 11:00 | 12 | 1 | 1 | 11 | 8580 | 0.25832
2018-12-24 12:00 | 12 | 1 | 1 | 12 | 8581 | 0.25532
2018-12-24 13:00 | 12 | 1 | 1 | 13 | 8582 | 0.24084
2018-12-24 14:00 | 12 | 1 | 1 | 14 | 8583 | 0.20718
2018-12-24 15:00 | 12 | 1 | 1 | 15 | 8584 | 0.15112
2018-12-24 16:00 | 12 | 1 | 1 | 16 | 8585 | 0.021451
2018-12-24 17:00 | 12 | 1 | 1 | 17 | 8586 | 0
2018-12-24 18:00 | 12 | 1 | 1 | 18 | 8587 | 0
2018-12-24 19:00 | 12 | 1 | 1 | 19 | 8588 | 0
2018-12-24 20:00 | 12 | 1 | 1 | 20 | 8589 | 0
2018-12-24 21:00 | 12 | 1 | 1 | 21 | 8590 | 0
2018-12-24 22:00 | 12 | 1 | 1 | 22 | 8591 | 0
2018-12-24 23:00 | 12 | 1 | 1 | 23 | 8592 | 0
2018-12-25 | 12 | 2 | 1 | 0 | 8593 | 0
2018-12-25 01:00 | 12 | 2 | 1 | 1 | 8594 | 0
2018-12-25 02:00 | 12 | 2 | 1 | 2 | 8595 | 0
2018-12-25 03:00 | 12 | 2 | 1 | 3 | 8596 | 0
2018-12-25 04:00 | 12 | 2 | 1 | 4 | 8597 | 0
2018-12-25 05:00 | 12 | 2 | 1 | 5 | 8598 | 0
2018-12-25 06:00 | 12 | 2 | 1 | 6 | 8599 | 0
2018-12-25 07:00 | 12 | 2 | 1 | 7 | 8600 | 0
2018-12-25 08:00 | 12 | 2 | 1 | 8 | 8601 | 0.060094
2018-12-25 09:00 | 12 | 2 | 1 | 9 | 8602 | 0.16361
2018-12-25 10:00 | 12 | 2 | 1 | 10 | 8603 | 0.22855
2018-12-25 11:00 | 12 | 2 | 1 | 11 | 8604 | 0.24377
2018-12-25 12:00 | 12 | 2 | 1 | 12 | 8605 | 0.22375
2018-12-25 13:00 | 12 | 2 | 1 | 13 | 8606 | 0.2083
2018-12-25 14:00 | 12 | 2 | 1 | 14 | 8607 | 0.199
2018-12-25 15:00 | 12 | 2 | 1 | 15 | 8608 | 0.1435
2018-12-25 16:00 | 12 | 2 | 1 | 16 | 8609 | 0.020534
2018-12-25 17:00 | 12 | 2 | 1 | 17 | 8610 | 0
2018-12-25 18:00 | 12 | 2 | 1 | 18 | 8611 | 0
2018-12-25 19:00 | 12 | 2 | 1 | 19 | 8612 | 0
2018-12-25 20:00 | 12 | 2 | 1 | 20 | 8613 | 0
2018-12-25 21:00 | 12 | 2 | 1 | 21 | 8614 | 0
2018-12-25 22:00 | 12 | 2 | 1 | 22 | 8615 | 0
2018-12-25 23:00 | 12 | 2 | 1 | 23 | 8616 | 0
2018-12-26 | 12 | 3 | 1 | 0 | 8617 | 0
2018-12-26 01:00 | 12 | 3 | 1 | 1 | 8618 | 0
2018-12-26 02:00 | 12 | 3 | 1 | 2 | 8619 | 0
2018-12-26 03:00 | 12 | 3 | 1 | 3 | 8620 | 0
2018-12-26 04:00 | 12 | 3 | 1 | 4 | 8621 | 0
2018-12-26 05:00 | 12 | 3 | 1 | 5 | 8622 | 0
2018-12-26 06:00 | 12 | 3 | 1 | 6 | 8623 | 0
2018-12-26 07:00 | 12 | 3 | 1 | 7 | 8624 | 0
2018-12-26 08:00 | 12 | 3 | 1 | 8 | 8625 | 0.052048
2018-12-26 09:00 | 12 | 3 | 1 | 9 | 8626 | 0.16214
2018-12-26 10:00 | 12 | 3 | 1 | 10 | 8627 | 0.24842
2018-12-26 11:00 | 12 | 3 | 1 | 11 | 8628 | 0.26577
2018-12-26 12:00 | 12 | 3 | 1 | 12 | 8629 | 0.24967
2018-12-26 13:00 | 12 | 3 | 1 | 13 | 8630 | 0.23243
2018-12-26 14:00 | 12 | 3 | 1 | 14 | 8631 | 0.17789
2018-12-26 15:00 | 12 | 3 | 1 | 15 | 8632 | 0.14886
2018-12-26 16:00 | 12 | 3 | 1 | 16 | 8633 | 0.023213
2018-12-26 17:00 | 12 | 3 | 1 | 17 | 8634 | 0
2018-12-26 18:00 | 12 | 3 | 1 | 18 | 8635 | 0
2018-12-26 19:00 | 12 | 3 | 1 | 19 | 8636 | 0
2018-12-26 20:00 | 12 | 3 | 1 | 20 | 8637 | 0
2018-12-26 21:00 | 12 | 3 | 1 | 21 | 8638 | 0
2018-12-26 22:00 | 12 | 3 | 1 | 22 | 8639 | 0
2018-12-26 23:00 | 12 | 3 | 1 | 23 | 8640 | 0
2018-12-27 | 12 | 4 | 1 | 0 | 8641 | 0
2018-12-27 01:00 | 12 | 4 | 1 | 1 | 8642 | 0
2018-12-27 02:00 | 12 | 4 | 1 | 2 | 8643 | 0
2018-12-27 03:00 | 12 | 4 | 1 | 3 | 8644 | 0
2018-12-27 04:00 | 12 | 4 | 1 | 4 | 8645 | 0
2018-12-27 05:00 | 12 | 4 | 1 | 5 | 8646 | 0
2018-12-27 06:00 | 12 | 4 | 1 | 6 | 8647 | 0
2018-12-27 07:00 | 12 | 4 | 1 | 7 | 8648 | 0
2018-12-27 08:00 | 12 | 4 | 1 | 8 | 8649 | 0.061456
2018-12-27 09:00 | 12 | 4 | 1 | 9 | 8650 | 0.164
2018-12-27 10:00 | 12 | 4 | 1 | 10 | 8651 | 0.23026
2018-12-27 11:00 | 12 | 4 | 1 | 11 | 8652 | 0.24441
2018-12-27 12:00 | 12 | 4 | 1 | 12 | 8653 | 0.25145
2018-12-27 13:00 | 12 | 4 | 1 | 13 | 8654 | 0.22592
2018-12-27 14:00 | 12 | 4 | 1 | 14 | 8655 | 0.17883
2018-12-27 15:00 | 12 | 4 | 1 | 15 | 8656 | 0.15371
2018-12-27 16:00 | 12 | 4 | 1 | 16 | 8657 | 0.024247
2018-12-27 17:00 | 12 | 4 | 1 | 17 | 8658 | 0
2018-12-27 18:00 | 12 | 4 | 1 | 18 | 8659 | 0
2018-12-27 19:00 | 12 | 4 | 1 | 19 | 8660 | 0
2018-12-27 20:00 | 12 | 4 | 1 | 20 | 8661 | 0
2018-12-27 21:00 | 12 | 4 | 1 | 21 | 8662 | 0
2018-12-27 22:00 | 12 | 4 | 1 | 22 | 8663 | 0
2018-12-27 23:00 | 12 | 4 | 1 | 23 | 8664 | 0
2018-12-28 | 12 | 5 | 1 | 0 | 8665 | 0
2018-12-28 01:00 | 12 | 5 | 1 | 1 | 8666 | 0
2018-12-28 02:00 | 12 | 5 | 1 | 2 | 8667 | 0
2018-12-28 03:00 | 12 | 5 | 1 | 3 | 8668 | 0
2018-12-28 04:00 | 12 | 5 | 1 | 4 | 8669 | 0
2018-12-28 05:00 | 12 | 5 | 1 | 5 | 8670 | 0
2018-12-28 06:00 | 12 | 5 | 1 | 6 | 8671 | 0
2018-12-28 07:00 | 12 | 5 | 1 | 7 | 8672 | 0
2018-12-28 08:00 | 12 | 5 | 1 | 8 | 8673 | 0.057948
2018-12-28 09:00 | 12 | 5 | 1 | 9 | 8674 | 0.17074
2018-12-28 10:00 | 12 | 5 | 1 | 10 | 8675 | 0.23531
2018-12-28 11:00 | 12 | 5 | 1 | 11 | 8676 | 0.23849
2018-12-28 12:00 | 12 | 5 | 1 | 12 | 8677 | 0.25001
2018-12-28 13:00 | 12 | 5 | 1 | 13 | 8678 | 0.23838
2018-12-28 14:00 | 12 | 5 | 1 | 14 | 8679 | 0.19482
2018-12-28 15:00 | 12 | 5 | 1 | 15 | 8680 | 0.15882
2018-12-28 16:00 | 12 | 5 | 1 | 16 | 8681 | 0.026845
2018-12-28 17:00 | 12 | 5 | 1 | 17 | 8682 | 0
2018-12-28 18:00 | 12 | 5 | 1 | 18 | 8683 | 0
2018-12-28 19:00 | 12 | 5 | 1 | 19 | 8684 | 0
2018-12-28 20:00 | 12 | 5 | 1 | 20 | 8685 | 0
2018-12-28 21:00 | 12 | 5 | 1 | 21 | 8686 | 0
2018-12-28 22:00 | 12 | 5 | 1 | 22 | 8687 | 0
2018-12-28 23:00 | 12 | 5 | 1 | 23 | 8688 | 0
2018-12-29 | 12 | 6 | 2 | 0 | 8689 | 0
2018-12-29 01:00 | 12 | 6 | 2 | 1 | 8690 | 0
2018-12-29 02:00 | 12 | 6 | 2 | 2 | 8691 | 0
2018-12-29 03:00 | 12 | 6 | 2 | 3 | 8692 | 0
2018-12-29 04:00 | 12 | 6 | 2 | 4 | 8693 | 0
2018-12-29 05:00 | 12 | 6 | 2 | 5 | 8694 | 0
2018-12-29 06:00 | 12 | 6 | 2 | 6 | 8695 | 0
2018-12-29 07:00 | 12 | 6 | 2 | 7 | 8696 | 0
2018-12-29 08:00 | 12 | 6 | 2 | 8 | 8697 | 0.058673
2018-12-29 09:00 | 12 | 6 | 2 | 9 | 8698 | 0.16243
2018-12-29 10:00 | 12 | 6 | 2 | 10 | 8699 | 0.21256
2018-12-29 11:00 | 12 | 6 | 2 | 11 | 8700 | 0.20587
2018-12-29 12:00 | 12 | 6 | 2 | 12 | 8701 | 0.22318
2018-12-29 13:00 | 12 | 6 | 2 | 13 | 8702 | 0.20493
2018-12-29 14:00 | 12 | 6 | 2 | 14 | 8703 | 0.19314
2018-12-29 15:00 | 12 | 6 | 2 | 15 | 8704 | 0.14908
2018-12-29 16:00 | 12 | 6 | 2 | 16 | 8705 | 0.025272
2018-12-29 17:00 | 12 | 6 | 2 | 17 | 8706 | 0
2018-12-29 18:00 | 12 | 6 | 2 | 18 | 8707 | 0
2018-12-29 19:00 | 12 | 6 | 2 | 19 | 8708 | 0
2018-12-29 20:00 | 12 | 6 | 2 | 20 | 8709 | 0
2018-12-29 21:00 | 12 | 6 | 2 | 21 | 8710 | 0
2018-12-29 22:00 | 12 | 6 | 2 | 22 | 8711 | 0
2018-12-29 23:00 | 12 | 6 | 2 | 23 | 8712 | 0
2018-12-30 | 12 | 7 | 2 | 0 | 8713 | 0
2018-12-30 01:00 | 12 | 7 | 2 | 1 | 8714 | 0
2018-12-30 02:00 | 12 | 7 | 2 | 2 | 8715 | 0
2018-12-30 03:00 | 12 | 7 | 2 | 3 | 8716 | 0
2018-12-30 04:00 | 12 | 7 | 2 | 4 | 8717 | 0
2018-12-30 05:00 | 12 | 7 | 2 | 5 | 8718 | 0
2018-12-30 06:00 | 12 | 7 | 2 | 6 | 8719 | 0
2018-12-30 07:00 | 12 | 7 | 2 | 7 | 8720 | 0.00016576
2018-12-30 08:00 | 12 | 7 | 2 | 8 | 8721 | 0.053063
2018-12-30 09:00 | 12 | 7 | 2 | 9 | 8722 | 0.15204
2018-12-30 10:00 | 12 | 7 | 2 | 10 | 8723 | 0.20073
2018-12-30 11:00 | 12 | 7 | 2 | 11 | 8724 | 0.22076
2018-12-30 12:00 | 12 | 7 | 2 | 12 | 8725 | 0.23544
2018-12-30 13:00 | 12 | 7 | 2 | 13 | 8726 | 0.23708
2018-12-30 14:00 | 12 | 7 | 2 | 14 | 8727 | 0.21895
2018-12-30 15:00 | 12 | 7 | 2 | 15 | 8728 | 0.17823
2018-12-30 16:00 | 12 | 7 | 2 | 16 | 8729 | 0.032347
2018-12-30 17:00 | 12 | 7 | 2 | 17 | 8730 | 0
2018-12-30 18:00 | 12 | 7 | 2 | 18 | 8731 | 0
2018-12-30 19:00 | 12 | 7 | 2 | 19 | 8732 | 0
2018-12-30 20:00 | 12 | 7 | 2 | 20 | 8733 | 0
2018-12-30 21:00 | 12 | 7 | 2 | 21 | 8734 | 0
2018-12-30 22:00 | 12 | 7 | 2 | 22 | 8735 | 0
2018-12-30 23:00 | 12 | 7 | 2 | 23 | 8736 | 0
2018-12-31 | 12 | 1 | 1 | 0 | 8737 | 0
2018-12-31 01:00 | 12 | 1 | 1 | 1 | 8738 | 0
2018-12-31 02:00 | 12 | 1 | 1 | 2 | 8739 | 0
2018-12-31 03:00 | 12 | 1 | 1 | 3 | 8740 | 0
2018-12-31 04:00 | 12 | 1 | 1 | 4 | 8741 | 0
2018-12-31 05:00 | 12 | 1 | 1 | 5 | 8742 | 0
2018-12-31 06:00 | 12 | 1 | 1 | 6 | 8743 | 0
2018-12-31 07:00 | 12 | 1 | 1 | 7 | 8744 | 0.00016576
2018-12-31 08:00 | 12 | 1 | 1 | 8 | 8745 | 0.055676
2018-12-31 09:00 | 12 | 1 | 1 | 9 | 8746 | 0.14962
2018-12-31 10:00 | 12 | 1 | 1 | 10 | 8747 | 0.20439
2018-12-31 11:00 | 12 | 1 | 1 | 11 | 8748 | 0.18749
2018-12-31 12:00 | 12 | 1 | 1 | 12 | 8749 | 0.20918
2018-12-31 13:00 | 12 | 1 | 1 | 13 | 8750 | 0.20907
2018-12-31 14:00 | 12 | 1 | 1 | 14 | 8751 | 0.20443
2018-12-31 15:00 | 12 | 1 | 1 | 15 | 8752 | 0.15506
2018-12-31 16:00 | 12 | 1 | 1 | 16 | 8753 | 0.026313
2018-12-31 17:00 | 12 | 1 | 1 | 17 | 8754 | 0
2018-12-31 18:00 | 12 | 1 | 1 | 18 | 8755 | 0
2018-12-31 19:00 | 12 | 1 | 1 | 19 | 8756 | 0
2018-12-31 20:00 | 12 | 1 | 1 | 20 | 8757 | 0
2018-12-31 21:00 | 12 | 1 | 1 | 21 | 8758 | 0
2018-12-31 22:00 | 12 | 1 | 1 | 22 | 8759 | 0
2018-12-31 23:00 | 12 | 1 | 1 | 23 | 8760 | 0
[5 empty] | kWh/kW np | 1354.9815
Offset by one cell?
Offset by one cell?
Offset by one cell?
Offset by one cell?
Offset by one cell?
Offset by one cell?
Offset by one cell?
Offset by one cell?
Offset by one cell?
Offset by one cell?
Offset by one cell?
Offset by one cell?
Offset by one cell?
Offset by one cell?
Offset by one cell?
Offset by one cell?
Offset by one cell?
Offset by one cell?
Offset by one cell?
Offset by one cell?
Offset by one cell?
Offset by one cell?
Offset by one cell?
Offset by one cell?
Offset by one cell?
Offset by one cell?
Offset by one cell?
Offset by one cell?
Offset by one cell?
Offset by one cell?
Offset by one cell?
Offset by one cell?
Offset by one cell?
Offset by one cell?
Offset by one cell?
Offset by one cell?
Offset by one cell?
Offset by one cell?
Offset by one cell?
Offset by one cell?
Offset by one cell?
Offset by one cell?
Offset by one cell?
Offset by one cell?
Offset by one cell?
Offset by one cell?
Offset by one cell?
Offset by one cell?
Offset by one cell?
Offset by one cell?
Offset by one cell?
Offset by one cell?
Offset by one cell?
Offset by one cell?
Offset by one cell?
Offset by one cell?
Offset by one cell?
Offset by one cell?
Offset by one cell?
Offset by one cell?
Offset by one cell?
Offset by one cell?
Offset by one cell?
Offset by one cell?
Offset by one cell?
Offset by one cell?
Offset by one cell?
Offset by one cell?
Offset by one cell?
Offset by one cell?
Offset by one cell?
Offset by one cell?
Offset by one cell?
Offset by one cell?
Offset by one cell?
Offset by one cell?
Offset by one cell?
Offset by one cell?
Offset by one cell?
Offset by one cell?
Offset by one cell?
Offset by one cell?
Offset by one cell?
Offset by one cell?
Offset by one cell?
Offset by one cell?
Offset by one cell?
Offset by one cell?
Offset by one cell?
Offset by one cell?
Offset by one cell?
Offset by one cell?
Offset by one cell?
Offset by one cell?
Offset by one cell?
Offset by one cell?
Offset by one cell?
Offset by one cell?
Offset by one cell?
Offset by one cell?
Offset by one cell?
Offset by one cell?
Offset by one cell?
Offset by one cell?
Offset by one cell?
Offset by one cell?
Offset by one cell?
Offset by one cell?
Offset by one cell?
Offset by one cell?
Offset by one cell?
Offset by one cell?
Offset by one cell?
Offset by one cell?
Offset by one cell?
Offset by one cell?
Offset by one cell?
Offset by one cell?
Offset by one cell?
Offset by one cell?
Offset by one cell?
Offset by one cell?
Offset by one cell?
Offset by one cell?
Offset by one cell?
Offset by one cell?
Offset by one cell?
Offset by one cell?
Offset by one cell?
Offset by one cell?
Offset by one cell?
Offset by one cell?
Offset by one cell?
Offset by one cell?
Offset by one cell?
Offset by one cell?
Offset by one cell?
Offset by one cell?
Offset by one cell?
Offset by one cell?
Offset by one cell?
Offset by one cell?
Offset by one cell?
Offset by one cell?
Offset by one cell?
Offset by one cell?
Offset by one cell?
Offset by one cell?
Offset by one cell?
Offset by one cell?
Offset by one cell?
Offset by one cell?
Offset by one cell?
Offset by one cell?
Offset by one cell?
Offset by one cell?
Offset by one cell?
Offset by one cell?
Offset by one cell?
Offset by one cell?
Offset by one cell?
Offset by one cell?
Offset by one cell?
Offset by one cell?
Offset by one cell?
Offset by one cell?
Offset by one cell?
Offset by one cell?
Offset by one cell?
Offset by one cell?
Offset by one cell?
Offset by one cell?
Offset by one cell?
Offset by one cell?
Offset by one cell?
Offset by one cell?
Offset by one cell?
Offset by one cell?
Offset by one cell?
Offset by one cell?
Offset by one cell?
Offset by one cell?
Offset by one cell?
Offset by one cell?
Offset by one cell?
Offset by one cell?
Offset by one cell?
Offset by one cell?
Offset by one cell?
Offset by one cell?
Offset by one cell?
Offset by one cell?
Offset by one cell?
Offset by one cell?
Offset by one cell?
Offset by one cell?
Offset by one cell?
Offset by one cell?
Offset by one cell?
Offset by one cell?
Offset by one cell?
Offset by one cell?
Offset by one cell?
Offset by one cell?
Offset by one cell?
Offset by one cell?
Offset by one cell?
Offset by one cell?
Offset by one cell?
Offset by one cell?
Offset by one cell?
Offset by one cell?
Offset by one cell?
Offset by one cell?
Offset by one cell?
Offset by one cell?
Offset by one cell?
Offset by one cell?
Offset by one cell?
Offset by one cell?
Offset by one cell?
Offset by one cell?
Offset by one cell?
Offset by one cell?
Offset by one cell?
Offset by one cell?
Offset by one cell?

## PV Adoption
All Units are MW Nameplate After Degradation at Meter
|  | Scenario ↓ | 2014 | 2015 | 2016 | 2017 | 2018 | 2019 | 2020 | 2021 | 2022 | 2023 | 2024 | 2025 | 2026 | 2027 | 2028 | 2029 | 2030 | 2031 | 2032 | 2033 | 2034 | 2035 | 2036 | 2037 | 2038 | 2039 | 2040 | 2041 | 2042 | 2043 | 2044 | 2045 | 2046 | 2047 | 2048 | 2049 | 2050
|  | Low | 4.819 | 6.4655 | 8.1046 | 11.6571 | 16.3658 | 22.1317 | 28.9072 | 36.5323 | 45.2482 | 55.1009 | 66.5115 | 80.1521 | 95.3043 | 112.1564 | 128.6706 | 142.4159 | 154.8124 | 166.7289 | 177.3671 | 186.1582 | 193.2969 | 198.5444 | 202.6322 | 206.264 | 209.2672 | 211.6194 | 213.5746 | 215.4052 | 217.0275 | 218.3282 | 219.67 | 221.3579 | 223.4429 | 226.1604 | 229.2593 | 232.5481 | 236.0889
|  | Med | 4.819 | 6.4655 | 8.1046 | 11.6571 | 18.9344 | 31.2473 | 47.072 | 66.8022 | 87.9748 | 108.1767 | 127.7116 | 145.9667 | 163.2873 | 180.245 | 195.5425 | 207.613 | 217.8675 | 227.274 | 235.5695 | 242.7474 | 249.0062 | 254.3732 | 259.3516 | 264.5099 | 269.6666 | 274.9996 | 279.9988 | 284.0002 | 287.6562 | 291.3658 | 295.2144 | 299.4232 | 303.9785 | 309.0717 | 314.3062 | 319.3109 | 324.2105
|  | High | 4.819 | 6.4655 | 8.1046 | 11.6571 | 21.5029 | 40.3629 | 65.2368 | 97.0721 | 130.7015 | 161.2526 | 188.9117 | 211.7812 | 231.2703 | 248.3336 | 262.4143 | 272.8101 | 280.9227 | 287.8192 | 293.7718 | 299.3366 | 304.7156 | 310.202 | 316.0709 | 322.7558 | 330.066 | 338.3799 | 346.4231 | 352.5952 | 358.2848 | 364.4034 | 370.7588 | 377.4886 | 384.5141 | 391.983 | 399.3532 | 406.0738 | 412.332
Cumulative Number of PV Systems
| Scenario ↓ | Service Class ↓, Year → | 2014 | 2015 | 2016 | 2017 | 2018 | 2019 | 2020 | 2021 | 2022 | 2023 | 2024 | 2025 | 2026 | 2027 | 2028 | 2029 | 2030 | 2031 | 2032 | 2033 | 2034 | 2035 | 2036 | 2037 | 2038 | 2039 | 2040 | 2041 | 2042 | 2043 | 2044 | 2045 | 2046 | 2047 | 2048 | 2049 | 2050
| Low | GS1PD | 0 | 0 | 0 | 0.040365 | 0.11334 | 0.19705 | 0.31456 | 0.46645 | 0.66308 | 0.92012 | 1.2466 | 1.6592 | 2.1594 | 2.7173 | 3.3195 | 3.6979 | 4.0457 | 4.3645 | 4.6509 | 4.867 | 5.0387 | 5.1359 | 5.2013 | 5.2586 | 5.2987 | 5.3191 | 5.3288 | 5.3283 | 5.3219 | 5.3058 | 5.2902 | 5.269 | 5.2562 | 5.2377 | 5.2259 | 5.209 | 5.1951
| Low | GS1PND | 0 | 0 | 0 | 0.16785 | 0.4713 | 0.81969 | 1.3088 | 1.954 | 2.7916 | 3.923 | 5.3675 | 7.2681 | 9.5931 | 12.4037 | 15.5085 | 18.2377 | 20.991 | 23.4882 | 25.9246 | 27.7842 | 29.4465 | 30.4388 | 31.2625 | 31.8303 | 32.3014 | 32.5547 | 32.7446 | 32.8017 | 32.8236 | 32.7507 | 32.6807 | 32.566 | 32.5034 | 32.4002 | 32.3389 | 32.2387 | 32.157
| Low | GS1SD | 19.102 | 24.9962 | 30.5406 | 42.4437 | 57.5049 | 79.6908 | 106.6039 | 144.545 | 191.1951 | 250.0732 | 322.6774 | 406.4486 | 504.2056 | 597.3729 | 689.9342 | 719.0866 | 733.2506 | 752.6913 | 761.3558 | 771.0222 | 771.4426 | 774.019 | 771.2107 | 771.3913 | 768.7825 | 767.1993 | 763.9688 | 761.5764 | 758.3044 | 755.1804 | 752.1056 | 748.6201 | 746.32 | 743.3355 | 741.2946 | 738.7737 | 736.6675
| Low | GS1SND | 253.7922 | 334.9543 | 412.9124 | 582.7923 | 802.6002 | 1126.438 | 1524.9415 | 2104.0396 | 2825.0654 | 3815.3486 | 5058.2739 | 6649.0219 | 8563.9494 | 10784.287 | 13182.1788 | 15396.9942 | 17614.0425 | 19522.6679 | 21356.3949 | 22700.5901 | 23867.7286 | 24590.9159 | 25174.0008 | 25565.295 | 25876.7626 | 26018.4468 | 26108.2886 | 26120.2432 | 26103.5529 | 26024.3383 | 25947.1622 | 25840.4011 | 25774.7901 | 25684.7658 | 25627.6891 | 25544.8053 | 25476.386
| Low | Residential | 633.6 | 858.1588 | 1085.8406 | 1578.282 | 2238.9449 | 2978.346 | 3825.631 | 4617.6271 | 5450.3748 | 6191.411 | 6935.4883 | 7731.7475 | 8448.905 | 9217.9194 | 9743.4934 | 10154.6214 | 10353.979 | 10745.2093 | 10999.1662 | 11370.5061 | 11626.0409 | 11940.0941 | 12184.3295 | 12517.5196 | 12816.2608 | 13150.8847 | 13464.7188 | 13828.3989 | 14182.6915 | 14534.778 | 14892.8286 | 15351.4351 | 15843.4545 | 16489.1933 | 17174.3974 | 17925.3832 | 18710.6235
| Med | GS1PD | 0 | 0 | 0 | 0.035014 | 0.11375 | 0.25285 | 0.47902 | 0.90258 | 1.482 | 2.2588 | 3.1819 | 3.9997 | 4.8802 | 5.5706 | 6.2425 | 6.5894 | 6.8745 | 7.1305 | 7.3484 | 7.5083 | 7.6362 | 7.7198 | 7.7883 | 7.8514 | 7.911 | 7.9574 | 7.9901 | 7.9901 | 7.9773 | 7.9724 | 7.9685 | 7.9637 | 7.9647 | 7.9751 | 7.985 | 7.9922 | 7.9931
| Med | GS1PND | 0 | 0 | 0 | 0.14489 | 0.4707 | 1.047 | 1.9844 | 3.7594 | 6.1932 | 9.5592 | 13.5804 | 17.1615 | 21.0324 | 24.2415 | 27.4108 | 29.7092 | 31.813 | 33.6256 | 35.3081 | 36.5299 | 37.6215 | 38.3259 | 38.9673 | 39.4295 | 39.8792 | 40.215 | 40.485 | 40.5565 | 40.5651 | 40.5744 | 40.5897 | 40.6126 | 40.6661 | 40.7022 | 40.7353 | 40.7327 | 40.6965
| Med | GS1SD | 19.0943 | 24.8127 | 30.0934 | 38.9905 | 56.3568 | 101.1413 | 164.6195 | 272.3307 | 409.6252 | 546.9334 | 696.7544 | 818.9672 | 941.4504 | 1038.5018 | 1125.8591 | 1149.4286 | 1158.0052 | 1173.0377 | 1179.6122 | 1187.5343 | 1189.4092 | 1192.6631 | 1193.1848 | 1196.171 | 1198.341 | 1200.6621 | 1200.7227 | 1198.7431 | 1194.79 | 1192.7861 | 1190.8995 | 1189.8841 | 1189.7188 | 1190.9575 | 1192.1164 | 1192.7189 | 1192.3585
| Med | GS1SND | 253.8227 | 335.6883 | 414.7013 | 545.5371 | 803.3597 | 1459.3436 | 2399.6156 | 4022.1103 | 6109.0584 | 8301.4191 | 10732.6094 | 12815.2784 | 14949.61 | 16931.9537 | 18835.2547 | 20432.5086 | 21897.7705 | 23061.3299 | 24129.136 | 24894.205 | 25566.6736 | 25996.2996 | 26381.2747 | 26674.8726 | 26959.2945 | 27174.9714 | 27345.7352 | 27402.4359 | 27416.8127 | 27431.0144 | 27449.4945 | 27458.7393 | 27488.5679 | 27506.8244 | 27522.8859 | 27510.0212 | 27474.1017
| Med | Residential | 633.6 | 858.1588 | 1085.8406 | 1629.4266 | 2756.4838 | 4381.9713 | 6349.5368 | 8236.2217 | 9826.3968 | 11114.0491 | 11977.2973 | 13045.0271 | 13872.2206 | 14883.0897 | 15679.9637 | 16396.7709 | 16943.1549 | 17596.3965 | 18157.5156 | 18793.5217 | 19362.9531 | 19992.1618 | 20599.4468 | 21324.4764 | 22061.6719 | 22902.5141 | 23730.7569 | 24482.1658 | 25214.9252 | 25950.7036 | 26709.5091 | 27546.1231 | 28427.9479 | 29423.2275 | 30449.3104 | 31460.6366 | 32477.9291
| High | GS1PD | 0 | 0 | 0 | 0.029663 | 0.10943 | 0.29384 | 0.61785 | 1.3837 | 2.4883 | 4.0414 | 5.8727 | 7.2222 | 8.5841 | 9.3332 | 9.9848 | 10.2337 | 10.3869 | 10.5257 | 10.6248 | 10.6913 | 10.7462 | 10.8039 | 10.87 | 10.9322 | 11.0083 | 11.0775 | 11.1278 | 11.1181 | 11.0862 | 11.0859 | 11.0864 | 11.0947 | 11.1045 | 11.151 | 11.1882 | 11.2318 | 11.258
| High | GS1PND | 0 | 0 | 0 | 0.12194 | 0.44986 | 1.21 | 2.5466 | 5.7338 | 10.3384 | 17.018 | 24.9314 | 30.5948 | 36.2991 | 39.3339 | 41.9411 | 43.1419 | 43.9504 | 44.6198 | 45.1247 | 45.4153 | 45.6572 | 45.9179 | 46.2147 | 46.4168 | 46.6752 | 46.912 | 47.0659 | 47.0115 | 46.8627 | 46.8276 | 46.7945 | 46.8663 | 46.9466 | 47.0855 | 47.1834 | 47.3061 | 47.3535
| High | GS1SD | 19.0867 | 24.6292 | 29.6462 | 35.5372 | 52.4486 | 115.9566 | 215.7102 | 407.3836 | 664.8594 | 898.7232 | 1144.7899 | 1302.5234 | 1443.2961 | 1538.9172 | 1614.693 | 1643.2984 | 1655.752 | 1671.7142 | 1681.0921 | 1688.9642 | 1694.9121 | 1699.5353 | 1705.3066 | 1712.093 | 1720.9265 | 1728.0135 | 1731.9656 | 1729.9358 | 1724.433 | 1723.128 | 1721.8904 | 1723.5738 | 1725.5294 | 1732.5304 | 1738.0915 | 1743.5652 | 1746.2931
| High | GS1SND | 253.8532 | 336.4223 | 416.4902 | 508.2819 | 770.1498 | 1715.7874 | 3209.7885 | 6098.5127 | 9991.747 | 13583.2494 | 17384.5259 | 19618.7369 | 21565.736 | 22777.9234 | 23669.0204 | 24203.6479 | 24508.3738 | 24708.1939 | 24809.046 | 24893.2267 | 24947.8608 | 24983.3479 | 25034.5023 | 25093.7067 | 25181.1326 | 25272.6321 | 25317.6819 | 25285.9394 | 25203.3629 | 25178.2281 | 25153.8664 | 25169.0579 | 25187.876 | 25254.5226 | 25298.8139 | 25363.8755 | 25388.5204
| High | Residential | 633.6 | 858.1588 | 1085.8406 | 1680.5712 | 3319.0999 | 5888.8116 | 8966.013 | 11666.797 | 13453.8906 | 15014.9473 | 15734.9994 | 17424.5941 | 18793.0096 | 20600.4631 | 22213.2874 | 23639.6951 | 24905.3349 | 26018.9121 | 27069.5809 | 28065.9031 | 29062.4928 | 30104.9448 | 31203.5295 | 32453.3405 | 33791.5992 | 35333.5986 | 36880.7343 | 38155.1556 | 39398.148 | 40652.2472 | 41952.6697 | 43276.5592 | 44654.8325 | 46053.3522 | 47460.3865 | 48717.0041 | 49932.7706
Annual Number of PV Systems
| Scenario ↓ | Service Class ↓, Year → | 2014 | 2015 | 2016 | 2017 | 2018 | 2019 | 2020 | 2021 | 2022 | 2023 | 2024 | 2025 | 2026 | 2027 | 2028 | 2029 | 2030 | 2031 | 2032 | 2033 | 2034 | 2035 | 2036 | 2037 | 2038 | 2039 | 2040 | 2041 | 2042 | 2043 | 2044 | 2045 | 2046 | 2047 | 2048 | 2049 | 2050
| Low | GS1PD | 0 | 0 | 0 | 0.040365 | 0.072975 | 0.083711 | 0.11751 | 0.15188 | 0.19663 | 0.25704 | 0.32653 | 0.41254 | 0.50018 | 0.55795 | 0.60217 | 0.37844 | 0.34779 | 0.31884 | 0.28638 | 0.21611 | 0.17167 | 0.097233 | 0.065373 | 0.057285 | 0.040106 | 0.02042 | 0.0096458 | 0 | 0 | 0 | 0 | 0 | 0 | 0 | 0 | 0 | 0
| Low | GS1PND | 0 | 0 | 0 | 0.16785 | 0.30345 | 0.34839 | 0.48911 | 0.64515 | 0.83765 | 1.1314 | 1.4444 | 1.9006 | 2.325 | 2.8106 | 3.1048 | 2.7292 | 2.7533 | 2.4972 | 2.4364 | 1.8597 | 1.6622 | 0.99236 | 0.82364 | 0.56784 | 0.47109 | 0.25326 | 0.18996 | 0.057111 | 0.02182 | 0 | 0 | 0 | 0 | 0 | 0 | 0 | 0
| Low | GS1SD | 19.102 | 5.8943 | 5.5444 | 11.9031 | 15.0612 | 22.1859 | 26.9131 | 37.9411 | 46.65 | 58.8782 | 72.6041 | 83.7712 | 97.757 | 93.1673 | 92.5613 | 29.1524 | 14.1641 | 19.4407 | 8.6645 | 9.6664 | 0.42044 | 2.5764 | 0 | 0.18056 | 0 | 0 | 0 | 0 | 0 | 0 | 0 | 0 | 0 | 0 | 0 | 0 | 0
| Low | GS1SND | 253.7922 | 81.1621 | 77.9582 | 169.8798 | 219.8079 | 323.8378 | 398.5035 | 579.0981 | 721.0258 | 990.2832 | 1242.9252 | 1590.748 | 1914.9275 | 2220.3375 | 2397.8918 | 2214.8154 | 2217.0483 | 1908.6254 | 1833.727 | 1344.1951 | 1167.1386 | 723.1873 | 583.0849 | 391.2942 | 311.4676 | 141.6842 | 89.8419 | 11.9546 | 0 | 0 | 0 | 0 | 0 | 0 | 0 | 0 | 0
| Low | Residential | 633.6 | 224.5588 | 227.6818 | 492.4414 | 660.6629 | 739.4011 | 847.285 | 791.9961 | 832.7478 | 741.0361 | 744.0773 | 796.2592 | 717.1575 | 769.0144 | 525.5741 | 411.1279 | 199.3576 | 391.2303 | 253.9569 | 371.34 | 255.5347 | 314.0532 | 244.2354 | 333.1901 | 298.7412 | 334.6239 | 313.8341 | 363.6801 | 354.2926 | 352.0865 | 358.0505 | 458.6065 | 492.0194 | 645.7388 | 685.204 | 750.9858 | 785.2403
| Med | GS1PD | 0 | 0 | 0 | 0.035014 | 0.078732 | 0.1391 | 0.22617 | 0.42357 | 0.57947 | 0.77675 | 0.92314 | 0.81772 | 0.88056 | 0.69038 | 0.67192 | 0.34689 | 0.28511 | 0.25598 | 0.21794 | 0.15987 | 0.1279 | 0.083577 | 0.06849 | 0.063157 | 0.059531 | 0.046466 | 0.032675 | 0 | 0 | 0 | 0 | 0 | 0.00097286 | 0.010389 | 0.0099256 | 0.0072368 | 0.00088474
| Med | GS1PND | 0 | 0 | 0 | 0.14489 | 0.3258 | 0.57633 | 0.93735 | 1.775 | 2.4338 | 3.3661 | 4.0212 | 3.5811 | 3.8709 | 3.2091 | 3.1693 | 2.2984 | 2.1038 | 1.8126 | 1.6825 | 1.2218 | 1.0916 | 0.70433 | 0.64145 | 0.46214 | 0.4497 | 0.33582 | 0.26999 | 0.071544 | 0.0085652 | 0.0092968 | 0.015318 | 0.022859 | 0.053576 | 0.036039 | 0.033098 | 0 | 0
| Med | GS1SD | 19.0943 | 5.7184 | 5.2807 | 8.8971 | 17.3664 | 44.7845 | 63.4782 | 107.7112 | 137.2945 | 137.3082 | 149.821 | 122.2128 | 122.4832 | 97.0515 | 87.3573 | 23.5694 | 8.5766 | 15.0325 | 6.5745 | 7.9221 | 1.8749 | 3.2539 | 0.52165 | 2.9863 | 2.17 | 2.3211 | 0.060575 | 0 | 0 | 0 | 0 | 0 | 0 | 1.2387 | 1.1589 | 0.60255 | 0
| Med | GS1SND | 253.8227 | 81.8656 | 79.013 | 130.8358 | 257.8226 | 655.9839 | 940.2721 | 1622.4946 | 2086.9481 | 2192.3607 | 2431.1903 | 2082.669 | 2134.3316 | 1982.3437 | 1903.301 | 1597.2538 | 1465.262 | 1163.5594 | 1067.8061 | 765.069 | 672.4686 | 429.626 | 384.9752 | 293.5978 | 284.4219 | 215.6769 | 170.7638 | 56.7007 | 14.3768 | 14.2017 | 18.4801 | 9.2448 | 29.8286 | 18.2565 | 16.0615 | 0 | 0
| Med | Residential | 633.6 | 224.5588 | 227.6818 | 543.586 | 1127.0572 | 1625.4875 | 1967.5656 | 1886.6849 | 1590.1751 | 1287.6523 | 863.2482 | 1067.7298 | 827.1935 | 1010.8692 | 796.8739 | 716.8073 | 546.384 | 653.2416 | 561.1191 | 636.0061 | 569.4314 | 629.2087 | 607.285 | 725.0296 | 737.1954 | 840.8423 | 828.2428 | 751.4089 | 732.7594 | 735.7784 | 758.8056 | 836.614 | 881.8248 | 995.2796 | 1026.0829 | 1011.3261 | 1017.2926
| High | GS1PD | 0 | 0 | 0 | 0.029663 | 0.079772 | 0.18441 | 0.324 | 0.76587 | 1.1046 | 1.5531 | 1.8313 | 1.3495 | 1.3619 | 0.74916 | 0.65159 | 0.24884 | 0.15324 | 0.13877 | 0.099066 | 0.066501 | 0.054942 | 0.057706 | 0.06606 | 0.062235 | 0.076143 | 0.0692 | 0.050281 | 0 | 0 | 0 | 0.0004895 | 0.0082321 | 0.0098877 | 0.046431 | 0.037217 | 0.043629 | 0.026213
| High | GS1PND | 0 | 0 | 0 | 0.12194 | 0.32792 | 0.76017 | 1.3366 | 3.1872 | 4.6045 | 6.6797 | 7.9134 | 5.6635 | 5.7042 | 3.0349 | 2.6072 | 1.2008 | 0.80849 | 0.66947 | 0.50486 | 0.29064 | 0.24184 | 0.26072 | 0.29681 | 0.20208 | 0.25839 | 0.23683 | 0.15392 | 0 | 0 | 0 | 0 | 0.071866 | 0.080236 | 0.13897 | 0.097853 | 0.12271 | 0.047373
| High | GS1SD | 19.0867 | 5.5425 | 5.0169 | 5.891 | 16.9114 | 63.508 | 99.7536 | 191.6734 | 257.4758 | 233.8638 | 246.0667 | 157.7335 | 140.7727 | 95.6212 | 75.7758 | 28.6053 | 12.4537 | 15.9622 | 9.3779 | 7.8721 | 5.9479 | 4.6232 | 5.7713 | 6.7864 | 8.8335 | 7.087 | 3.9521 | 0 | 0 | 0 | 0 | 1.6834 | 1.9556 | 7.001 | 5.5611 | 5.4737 | 2.7279
| High | GS1SND | 253.8532 | 82.5691 | 80.0679 | 91.7917 | 261.868 | 945.6376 | 1494.0011 | 2888.7242 | 3893.2343 | 3591.5024 | 3801.2765 | 2234.211 | 1946.9991 | 1212.1874 | 891.0971 | 534.6275 | 304.7259 | 199.8201 | 100.8521 | 84.1807 | 54.6341 | 35.487 | 51.1544 | 59.2045 | 87.4259 | 91.4995 | 45.0498 | 0 | 0 | 0 | 0 | 15.1914 | 18.8182 | 66.6466 | 44.2913 | 65.0616 | 24.645
| High | Residential | 633.6 | 224.5588 | 227.6818 | 594.7306 | 1638.5286 | 2569.7117 | 3077.2015 | 2700.784 | 1787.0936 | 1561.0567 | 720.052 | 1689.5947 | 1368.4155 | 1807.4535 | 1612.8243 | 1426.4077 | 1265.6397 | 1113.5773 | 1050.6688 | 996.3221 | 996.5897 | 1042.452 | 1098.5847 | 1249.811 | 1338.2587 | 1541.9994 | 1547.1356 | 1274.4214 | 1242.9923 | 1254.0992 | 1300.4225 | 1323.8895 | 1378.2733 | 1398.5197 | 1407.0344 | 1256.6175 | 1215.7666
From: 2017 NREL Adoption Study for Montana, BTM_PV_Adoption_in_Montana.xlsx; units in MWdc Nameplate at Meter After Degradation
| Scenario ↓ | Service Class ↓, Year → | 2014 | 2015 | 2016 | 2017 | 2018 | 2019 | 2020 | 2021 | 2022 | 2023 | 2024 | 2025 | 2026 | 2027 | 2028 | 2029 | 2030 | 2031 | 2032 | 2033 | 2034 | 2035 | 2036 | 2037 | 2038 | 2039 | 2040 | 2041 | 2042 | 2043 | 2044 | 2045 | 2046 | 2047 | 2048 | 2049 | 2050
| Low | GS1PD | 0 | 0 | 0 | 0.0020183 | 0.005667 | 0.0098526 | 0.015728 | 0.023322 | 0.033154 | 0.046006 | 0.062332 | 0.082959 | 0.10797 | 0.13587 | 0.16597 | 0.1849 | 0.20229 | 0.21823 | 0.23255 | 0.24335 | 0.25194 | 0.2568 | 0.26007 | 0.26293 | 0.26494 | 0.26596 | 0.26644 | 0.26641 | 0.2661 | 0.26529 | 0.26451 | 0.26345 | 0.26281 | 0.26188 | 0.26129 | 0.26045 | 0.25976
| Low | GS1PND | 0 | 0 | 0 | 0.00083925 | 0.0023565 | 0.0040985 | 0.006544 | 0.0097698 | 0.013958 | 0.019615 | 0.026837 | 0.03634 | 0.047965 | 0.062018 | 0.077542 | 0.091188 | 0.10495 | 0.11744 | 0.12962 | 0.13892 | 0.14723 | 0.15219 | 0.15631 | 0.15915 | 0.16151 | 0.16277 | 0.16372 | 0.16401 | 0.16412 | 0.16375 | 0.1634 | 0.16283 | 0.16252 | 0.162 | 0.16169 | 0.16119 | 0.16078
| Low | GS1SD | 0.38204 | 0.49992 | 0.61081 | 0.84887 | 1.1501 | 1.5938 | 2.1321 | 2.8909 | 3.8239 | 5.0015 | 6.4535 | 8.129 | 10.0841 | 11.9475 | 13.7987 | 14.3817 | 14.665 | 15.0538 | 15.2271 | 15.4204 | 15.4289 | 15.4804 | 15.4242 | 15.4278 | 15.3756 | 15.344 | 15.2794 | 15.2315 | 15.1661 | 15.1036 | 15.0421 | 14.9724 | 14.9264 | 14.8667 | 14.8259 | 14.7755 | 14.7334
| Low | GS1SND | 1.269 | 1.6748 | 2.0646 | 2.914 | 4.013 | 5.6322 | 7.6247 | 10.5202 | 14.1253 | 19.0767 | 25.2914 | 33.2451 | 42.8197 | 53.9214 | 65.9109 | 76.985 | 88.0702 | 97.6133 | 106.782 | 113.503 | 119.3386 | 122.9546 | 125.87 | 127.8265 | 129.3838 | 130.0922 | 130.5414 | 130.6012 | 130.5178 | 130.1217 | 129.7358 | 129.202 | 128.874 | 128.4238 | 128.1384 | 127.724 | 127.3819
| Low | Residential | 3.168 | 4.2908 | 5.4292 | 7.8914 | 11.1947 | 14.8917 | 19.1282 | 23.0881 | 27.2519 | 30.9571 | 34.6774 | 38.6587 | 42.2445 | 46.0896 | 48.7175 | 50.7731 | 51.7699 | 53.726 | 54.9958 | 56.8525 | 58.1302 | 59.7005 | 60.9216 | 62.5876 | 64.0813 | 65.7544 | 67.3236 | 69.142 | 70.9135 | 72.6739 | 74.4641 | 76.7572 | 79.2173 | 82.446 | 85.872 | 89.6269 | 93.5531
| Med | GS1PD | 0 | 0 | 0 | 0.0017507 | 0.0056873 | 0.012642 | 0.023951 | 0.045129 | 0.074102 | 0.11294 | 0.1591 | 0.19998 | 0.24401 | 0.27853 | 0.31213 | 0.32947 | 0.34373 | 0.35652 | 0.36742 | 0.37542 | 0.38181 | 0.38599 | 0.38941 | 0.39257 | 0.39555 | 0.39787 | 0.39951 | 0.39951 | 0.39887 | 0.39862 | 0.39842 | 0.39819 | 0.39823 | 0.39875 | 0.39925 | 0.39961 | 0.39966
| Med | GS1PND | 0 | 0 | 0 | 0.00072447 | 0.0023535 | 0.0052351 | 0.0099219 | 0.018797 | 0.030966 | 0.047796 | 0.067902 | 0.085808 | 0.10516 | 0.12121 | 0.13705 | 0.14855 | 0.15906 | 0.16813 | 0.17654 | 0.18265 | 0.18811 | 0.19163 | 0.19484 | 0.19715 | 0.1994 | 0.20107 | 0.20242 | 0.20278 | 0.20283 | 0.20287 | 0.20295 | 0.20306 | 0.20333 | 0.20351 | 0.20368 | 0.20366 | 0.20348
| Med | GS1SD | 0.38189 | 0.49625 | 0.60187 | 0.77981 | 1.1271 | 2.0228 | 3.2924 | 5.4466 | 8.1925 | 10.9387 | 13.9351 | 16.3793 | 18.829 | 20.77 | 22.5172 | 22.9886 | 23.1601 | 23.4608 | 23.5922 | 23.7507 | 23.7882 | 23.8533 | 23.8637 | 23.9234 | 23.9668 | 24.0132 | 24.0145 | 23.9749 | 23.8958 | 23.8557 | 23.818 | 23.7977 | 23.7944 | 23.8191 | 23.8423 | 23.8544 | 23.8472
| Med | GS1SND | 1.2691 | 1.6784 | 2.0735 | 2.7277 | 4.0168 | 7.2967 | 11.9981 | 20.1106 | 30.5453 | 41.5071 | 53.663 | 64.0764 | 74.7481 | 84.6598 | 94.1763 | 102.1625 | 109.4889 | 115.3066 | 120.6457 | 124.471 | 127.8334 | 129.9815 | 131.9064 | 133.3744 | 134.7965 | 135.8749 | 136.7287 | 137.0122 | 137.0841 | 137.1551 | 137.2475 | 137.2937 | 137.4428 | 137.5341 | 137.6144 | 137.5501 | 137.3705
| Med | Residential | 3.168 | 4.2908 | 5.4292 | 8.1471 | 13.7824 | 21.9099 | 31.7477 | 41.1811 | 49.132 | 55.5702 | 59.8865 | 65.2251 | 69.3611 | 74.4154 | 78.3998 | 81.9839 | 84.7158 | 87.982 | 90.7876 | 93.9676 | 96.8148 | 99.9608 | 102.9972 | 106.6224 | 110.3084 | 114.5126 | 118.6538 | 122.4108 | 126.0746 | 129.7535 | 133.5475 | 137.7306 | 142.1397 | 147.1161 | 152.2466 | 157.3032 | 162.3896
| High | GS1PD | 0 | 0 | 0 | 0.0014832 | 0.0054717 | 0.014692 | 0.030892 | 0.069186 | 0.12442 | 0.20207 | 0.29363 | 0.36111 | 0.4292 | 0.46666 | 0.49924 | 0.51168 | 0.51935 | 0.52628 | 0.53124 | 0.53456 | 0.53731 | 0.5402 | 0.5435 | 0.54661 | 0.55042 | 0.55388 | 0.55639 | 0.5559 | 0.55431 | 0.5543 | 0.55432 | 0.55473 | 0.55523 | 0.55755 | 0.55941 | 0.56159 | 0.5629
| High | GS1PND | 0 | 0 | 0 | 0.00060968 | 0.0022493 | 0.0060501 | 0.012733 | 0.028669 | 0.051692 | 0.08509 | 0.12466 | 0.15297 | 0.1815 | 0.19667 | 0.20971 | 0.21571 | 0.21975 | 0.2231 | 0.22562 | 0.22708 | 0.22829 | 0.22959 | 0.23107 | 0.23208 | 0.23338 | 0.23456 | 0.23533 | 0.23506 | 0.23431 | 0.23414 | 0.23397 | 0.23433 | 0.23473 | 0.23543 | 0.23592 | 0.23653 | 0.23677
| High | GS1SD | 0.38173 | 0.49258 | 0.59292 | 0.71074 | 1.049 | 2.3191 | 4.3142 | 8.1477 | 13.2972 | 17.9745 | 22.8958 | 26.0505 | 28.8659 | 30.7783 | 32.2939 | 32.866 | 33.115 | 33.4343 | 33.6218 | 33.7793 | 33.8982 | 33.9907 | 34.1061 | 34.2419 | 34.4185 | 34.5603 | 34.6393 | 34.5987 | 34.4887 | 34.4626 | 34.4378 | 34.4715 | 34.5106 | 34.6506 | 34.7618 | 34.8713 | 34.9259
| High | GS1SND | 1.2693 | 1.6821 | 2.0825 | 2.5414 | 3.8507 | 8.5789 | 16.0489 | 30.4926 | 49.9587 | 67.9162 | 86.9226 | 98.0937 | 107.8287 | 113.8896 | 118.3451 | 121.0182 | 122.5419 | 123.541 | 124.0452 | 124.4661 | 124.7393 | 124.9167 | 125.1725 | 125.4685 | 125.9057 | 126.3632 | 126.5884 | 126.4297 | 126.0168 | 125.8911 | 125.7693 | 125.8453 | 125.9394 | 126.2726 | 126.4941 | 126.8194 | 126.9426
| High | Residential | 3.168 | 4.2908 | 5.4292 | 8.4029 | 16.5955 | 29.4441 | 44.8301 | 58.334 | 67.2695 | 75.0747 | 78.675 | 87.123 | 93.965 | 103.0023 | 111.0664 | 118.1985 | 124.5267 | 130.0946 | 135.3479 | 140.3295 | 145.3125 | 150.5247 | 156.0176 | 162.2667 | 168.958 | 176.668 | 184.4037 | 190.7758 | 196.9907 | 203.2612 | 209.7633 | 216.3828 | 223.2742 | 230.2668 | 237.3019 | 243.585 | 249.6639
Class Allocation Factors
| Scenario ↓ | Service Class ↓, Year → | 2014 | 2015 | 2016 | 2017 | 2018 | 2019 | 2020 | 2021 | 2022 | 2023 | 2024 | 2025 | 2026 | 2027 | 2028 | 2029 | 2030 | 2031 | 2032 | 2033 | 2034 | 2035 | 2036 | 2037 | 2038 | 2039 | 2040 | 2041 | 2042 | 2043 | 2044 | 2045 | 2046 | 2047 | 2048 | 2049 | 2050
| Low | GS1PD | 0 | 0 | 0 | 0.00017314 | 0.00034627 | 0.00044518 | 0.00054409 | 0.0006384 | 0.00073271 | 0.00083494 | 0.00093716 | 0.001035 | 0.0011329 | 0.0012114 | 0.0012899 | 0.0012983 | 0.0013066 | 0.0013089 | 0.0013111 | 0.0013072 | 0.0013034 | 0.0012934 | 0.0012834 | 0.0012747 | 0.001266 | 0.0012568 | 0.0012475 | 0.0012368 | 0.0012261 | 0.0012151 | 0.0012041 | 0.0011901 | 0.0011762 | 0.001158 | 0.0011397 | 0.00112 | 0.0011002
| Low | GS1PND | 0 | 0 | 0 | 7.1995e-05 | 0.00014399 | 0.00018519 | 0.00022638 | 0.00026743 | 0.00030848 | 0.00035599 | 0.0004035 | 0.00045339 | 0.00050329 | 0.00055296 | 0.00060264 | 0.0006403 | 0.00067795 | 0.00070438 | 0.00073082 | 0.00074625 | 0.00076169 | 0.00076655 | 0.00077141 | 0.00077159 | 0.00077177 | 0.00076918 | 0.00076659 | 0.0007614 | 0.00075621 | 0.00075003 | 0.00074386 | 0.0007356 | 0.00072733 | 0.00071631 | 0.00070529 | 0.00069316 | 0.00068103
| Low | GS1SD | 0.079278 | 0.077322 | 0.075366 | 0.07282 | 0.070274 | 0.072015 | 0.073756 | 0.079133 | 0.084509 | 0.090769 | 0.097029 | 0.10142 | 0.10581 | 0.10653 | 0.10724 | 0.10098 | 0.094728 | 0.090289 | 0.085851 | 0.082835 | 0.079819 | 0.077969 | 0.076119 | 0.074797 | 0.073474 | 0.072507 | 0.071541 | 0.070711 | 0.069881 | 0.069178 | 0.068476 | 0.067639 | 0.066802 | 0.065735 | 0.064669 | 0.063537 | 0.062406
| Low | GS1SND | 0.26332 | 0.25903 | 0.25474 | 0.24997 | 0.24521 | 0.25449 | 0.26376 | 0.28797 | 0.31217 | 0.34621 | 0.38026 | 0.41478 | 0.44929 | 0.48077 | 0.51225 | 0.54056 | 0.56888 | 0.58546 | 0.60204 | 0.60971 | 0.61739 | 0.61928 | 0.62117 | 0.61972 | 0.61827 | 0.61475 | 0.61122 | 0.6063 | 0.60139 | 0.59599 | 0.59059 | 0.58368 | 0.57676 | 0.56784 | 0.55892 | 0.54924 | 0.53955
| Low | Residential | 0.6574 | 0.66365 | 0.66989 | 0.67696 | 0.68403 | 0.67287 | 0.66171 | 0.63199 | 0.60228 | 0.56183 | 0.52137 | 0.48232 | 0.44326 | 0.41094 | 0.37862 | 0.35651 | 0.3344 | 0.32224 | 0.31007 | 0.3054 | 0.30073 | 0.30069 | 0.30065 | 0.30343 | 0.30622 | 0.31072 | 0.31522 | 0.32099 | 0.32675 | 0.33287 | 0.33898 | 0.34676 | 0.35453 | 0.36455 | 0.37456 | 0.38541 | 0.39626
| Med | GS1PD | 0 | 0 | 0 | 0.00015018 | 0.00030037 | 0.00040459 | 0.00050882 | 0.00067556 | 0.00084231 | 0.001044 | 0.0012458 | 0.0013701 | 0.0014944 | 0.0015453 | 0.0015962 | 0.0015869 | 0.0015777 | 0.0015687 | 0.0015597 | 0.0015465 | 0.0015333 | 0.0015174 | 0.0015015 | 0.0014841 | 0.0014668 | 0.0014468 | 0.0014268 | 0.0014067 | 0.0013866 | 0.0013681 | 0.0013496 | 0.0013298 | 0.0013101 | 0.0012902 | 0.0012703 | 0.0012515 | 0.0012327
| Med | GS1PND | 0 | 0 | 0 | 6.2148e-05 | 0.0001243 | 0.00016754 | 0.00021078 | 0.00028138 | 0.00035199 | 0.00044183 | 0.00053168 | 0.00058786 | 0.00064403 | 0.00067246 | 0.00070089 | 0.0007155 | 0.0007301 | 0.00073976 | 0.00074942 | 0.00075243 | 0.00075543 | 0.00075334 | 0.00075125 | 0.00074533 | 0.00073942 | 0.00073118 | 0.00072295 | 0.00071402 | 0.0007051 | 0.00069628 | 0.00068746 | 0.00067818 | 0.0006689 | 0.00065846 | 0.00064802 | 0.00063782 | 0.00062763
| Med | GS1SD | 0.079246 | 0.076754 | 0.074263 | 0.066896 | 0.059529 | 0.064736 | 0.069944 | 0.081533 | 0.093123 | 0.10112 | 0.10911 | 0.11221 | 0.11531 | 0.11523 | 0.11515 | 0.11073 | 0.1063 | 0.10323 | 0.10015 | 0.097841 | 0.095532 | 0.093773 | 0.092013 | 0.090444 | 0.088876 | 0.087321 | 0.085766 | 0.084418 | 0.083071 | 0.081876 | 0.08068 | 0.079478 | 0.078277 | 0.077067 | 0.075857 | 0.074706 | 0.073555
| Med | GS1SND | 0.26336 | 0.2596 | 0.25584 | 0.23399 | 0.21214 | 0.23352 | 0.25489 | 0.30105 | 0.3472 | 0.3837 | 0.42019 | 0.43898 | 0.45777 | 0.46969 | 0.48162 | 0.49208 | 0.50255 | 0.50735 | 0.51214 | 0.51276 | 0.51337 | 0.51099 | 0.5086 | 0.50423 | 0.49986 | 0.49409 | 0.48832 | 0.48244 | 0.47656 | 0.47073 | 0.46491 | 0.45853 | 0.45215 | 0.44499 | 0.43784 | 0.43077 | 0.42371
| Med | Residential | 0.6574 | 0.66365 | 0.66989 | 0.6989 | 0.7279 | 0.70118 | 0.67445 | 0.61646 | 0.55848 | 0.5137 | 0.46892 | 0.44685 | 0.42478 | 0.41286 | 0.40094 | 0.39489 | 0.38884 | 0.38712 | 0.3854 | 0.3871 | 0.3888 | 0.39297 | 0.39713 | 0.40309 | 0.40905 | 0.41641 | 0.42377 | 0.43102 | 0.43828 | 0.44533 | 0.45237 | 0.45999 | 0.4676 | 0.47599 | 0.48439 | 0.49263 | 0.50088
| High | GS1PD | 0 | 0 | 0 | 0.00012723 | 0.00025446 | 0.000364 | 0.00047354 | 0.00071273 | 0.00095192 | 0.0012531 | 0.0015543 | 0.0017051 | 0.0018559 | 0.0018792 | 0.0019025 | 0.0018756 | 0.0018487 | 0.0018285 | 0.0018083 | 0.0017858 | 0.0017633 | 0.0017414 | 0.0017195 | 0.0016936 | 0.0016676 | 0.0016369 | 0.0016061 | 0.0015766 | 0.0015471 | 0.0015211 | 0.0014951 | 0.0014695 | 0.001444 | 0.0014224 | 0.0014008 | 0.001383 | 0.0013652
| High | GS1PND | 0 | 0 | 0 | 5.2302e-05 | 0.0001046 | 0.00014989 | 0.00019518 | 0.00029534 | 0.00039549 | 0.00052768 | 0.00065987 | 0.00072232 | 0.00078478 | 0.00079196 | 0.00079914 | 0.00079069 | 0.00078225 | 0.00077514 | 0.00076802 | 0.0007586 | 0.00074918 | 0.00074013 | 0.00073108 | 0.00071907 | 0.00070706 | 0.00069319 | 0.00067931 | 0.00066665 | 0.00065399 | 0.00064252 | 0.00063106 | 0.00062076 | 0.00061047 | 0.00060061 | 0.00059075 | 0.00058248 | 0.00057422
| High | GS1SD | 0.079214 | 0.076187 | 0.073159 | 0.060971 | 0.048783 | 0.057457 | 0.066131 | 0.083934 | 0.10174 | 0.11147 | 0.1212 | 0.12301 | 0.12481 | 0.12394 | 0.12306 | 0.12047 | 0.11788 | 0.11616 | 0.11445 | 0.11285 | 0.11125 | 0.10958 | 0.10791 | 0.10609 | 0.10428 | 0.10213 | 0.099991 | 0.098126 | 0.09626 | 0.094573 | 0.092885 | 0.091318 | 0.089751 | 0.088398 | 0.087045 | 0.085874 | 0.084703
| High | GS1SND | 0.26339 | 0.26017 | 0.25695 | 0.21801 | 0.17908 | 0.21255 | 0.24601 | 0.31412 | 0.38224 | 0.42118 | 0.46012 | 0.46318 | 0.46625 | 0.45862 | 0.45099 | 0.4436 | 0.43621 | 0.42923 | 0.42225 | 0.41581 | 0.40936 | 0.40269 | 0.39603 | 0.38874 | 0.38146 | 0.37344 | 0.36542 | 0.35857 | 0.35172 | 0.34547 | 0.33922 | 0.33338 | 0.32753 | 0.32214 | 0.31675 | 0.31231 | 0.30787
| High | Residential | 0.6574 | 0.66365 | 0.66989 | 0.72084 | 0.77178 | 0.72948 | 0.68719 | 0.60093 | 0.51468 | 0.46557 | 0.41646 | 0.41138 | 0.4063 | 0.41477 | 0.42325 | 0.43326 | 0.44328 | 0.452 | 0.46072 | 0.4688 | 0.47688 | 0.48525 | 0.49362 | 0.50275 | 0.51189 | 0.5221 | 0.53231 | 0.54106 | 0.54982 | 0.55779 | 0.56577 | 0.57322 | 0.58067 | 0.58744 | 0.59422 | 0.59985 | 0.60549
From: 2017 NREL Adoption Study for Montana, BTM_PV_Adoption_in_Montana.xlsx; units in MWdc Nameplate at Meter
| Scenario ↓ | Service Class ↓, Year → | 2014 | 2016 | 2018 | 2020 | 2022 | 2024 | 2026 | 2028 | 2030 | 2032 | 2034 | 2036 | 2038 | 2040 | 2042 | 2044 | 2046 | 2048 | 2050
| Central | GS1PD | 0 | 0 | 0.0061526 | 0.017435 | 0.037848 | 0.074988 | 0.14049 | 0.24737 | 0.39964 | 0.58403 | 0.76757 | 0.92149 | 1.0359 | 1.1146 | 1.1592 | 1.1886 | 1.2089 | 1.228 | 1.245
| Central | GS1PND | 0 | 0 | 0.0025291 | 0.0071997 | 0.0157 | 0.031234 | 0.058597 | 0.10325 | 0.16729 | 0.24546 | 0.32377 | 0.3899 | 0.43857 | 0.47162 | 0.49016 | 0.50217 | 0.51107 | 0.51845 | 0.52462
| Central | GS1SD | 0.38173 | 0.61516 | 1.1911 | 2.2625 | 4.2003 | 7.6172 | 13.3109 | 21.9083 | 32.7649 | 44.3585 | 54.5977 | 62.3522 | 67.8722 | 71.5659 | 73.6526 | 75.0287 | 76.1024 | 77.2063 | 78.1833
| Central | GS1SND | 1.2693 | 2.0788 | 4.1128 | 7.959 | 15.0433 | 27.7202 | 49.1017 | 81.5688 | 123.5704 | 168.4126 | 207.9175 | 237.5962 | 258.1977 | 271.8236 | 279.5149 | 284.4702 | 288.2058 | 291.6177 | 294.6836
| Central | Residential | 3.168 | 5.467 | 11.7439 | 21.0834 | 33.1163 | 48.4485 | 69.0241 | 95.5715 | 127.2529 | 162.7441 | 200.2989 | 238.7688 | 278.6013 | 320.2588 | 360.2659 | 398.8591 | 436.5057 | 473.5407 | 508.5803
| Favorable | GS1PD | 0 | 0 | 0.0071085 | 0.020664 | 0.046037 | 0.092465 | 0.17426 | 0.30678 | 0.49124 | 0.70993 | 0.92275 | 1.0969 | 1.2197 | 1.3025 | 1.358 | 1.4001 | 1.4294 | 1.4455 | 1.4618
| Favorable | GS1PND | 0 | 0 | 0.0028791 | 0.0083602 | 0.018656 | 0.037574 | 0.070941 | 0.12511 | 0.20131 | 0.29208 | 0.38045 | 0.45228 | 0.50313 | 0.5367 | 0.55868 | 0.5761 | 0.58849 | 0.59526 | 0.6019
| Favorable | GS1SD | 0.38201 | 0.61579 | 1.2536 | 2.4681 | 4.7209 | 8.7677 | 15.6282 | 26.0078 | 38.7885 | 52.2337 | 63.9783 | 72.7643 | 78.7887 | 82.7693 | 85.5422 | 87.8058 | 89.5731 | 90.5832 | 91.7278
| Favorable | GS1SND | 1.269 | 2.0782 | 4.2915 | 8.5444 | 16.5306 | 30.9905 | 55.5735 | 92.9517 | 140.5719 | 191.1222 | 235.2476 | 268.1367 | 290.3725 | 304.81 | 314.5724 | 322.0452 | 327.5365 | 330.7041 | 334.1293
| Favorable | Residential | 3.168 | 5.467 | 12.1955 | 22.7171 | 37.3459 | 57.5876 | 85.513 | 121.5723 | 164.6224 | 214.8668 | 270.238 | 327.4858 | 383.5694 | 435.316 | 479.241 | 516.0617 | 546.6681 | 572.1733 | 595.5476
| Unfavorable | GS1PD | 0 | 0 | 0.0057208 | 0.015917 | 0.033648 | 0.063435 | 0.11013 | 0.16978 | 0.20791 | 0.2403 | 0.26201 | 0.2725 | 0.27979 | 0.2837 | 0.28569 | 0.28637 | 0.28676 | 0.28706 | 0.28717
| Unfavorable | GS1PND | 0 | 0 | 0.0023789 | 0.0066227 | 0.014166 | 0.027312 | 0.048927 | 0.079319 | 0.10787 | 0.13394 | 0.15312 | 0.16379 | 0.17056 | 0.17433 | 0.1762 | 0.17691 | 0.17733 | 0.17764 | 0.17776
| Unfavorable | GS1SD | 0.38204 | 0.61506 | 1.161 | 2.1577 | 3.8809 | 6.5677 | 10.2862 | 14.1148 | 15.0726 | 15.7345 | 16.0457 | 16.1616 | 16.2376 | 16.2692 | 16.2829 | 16.2855 | 16.2867 | 16.2881 | 16.2885
| Unfavorable | GS1SND | 1.269 | 2.0789 | 4.0511 | 7.7164 | 14.336 | 25.7388 | 43.6779 | 67.4206 | 90.518 | 110.3403 | 124.1098 | 131.8875 | 136.6372 | 138.9984 | 140.1286 | 140.4597 | 140.6186 | 140.7763 | 140.8276
| Unfavorable | Residential | 3.168 | 5.467 | 11.3009 | 19.3582 | 27.6584 | 35.2909 | 43.0911 | 49.8334 | 53.2087 | 56.8285 | 60.4543 | 63.8341 | 67.6738 | 71.6851 | 76.1353 | 80.6193 | 86.4366 | 94.3412 | 103.428
| Central+ | GS1PD | 0 | 0 | 0.010696 | 0.060486 | 0.24434 | 0.57944 | 0.85203 | 0.99761 | 1.0456 | 1.078 | 1.0989 | 1.1199 | 1.1418 | 1.1613 | 1.1649 | 1.1725 | 1.1815 | 1.1972 | 1.212
| Central+ | GS1PND | 0 | 0 | 0.004397 | 0.024931 | 0.10152 | 0.24599 | 0.36029 | 0.41904 | 0.44243 | 0.45784 | 0.46688 | 0.47613 | 0.48413 | 0.49117 | 0.4924 | 0.49489 | 0.49952 | 0.50491 | 0.50978
| Central+ | GS1SD | 0.38173 | 0.59705 | 2.0506 | 8.4471 | 26.1146 | 45.1814 | 57.3031 | 64.5312 | 66.6713 | 68.2255 | 69.3267 | 70.2756 | 71.3998 | 72.2976 | 72.4763 | 72.842 | 73.4401 | 74.3968 | 75.1978
| Central+ | GS1SND | 1.2693 | 2.0969 | 7.5277 | 31.4233 | 98.1149 | 171.5287 | 214.0557 | 236.483 | 246.7165 | 251.7129 | 255.1094 | 257.9175 | 261.1862 | 264.2094 | 264.8183 | 266.0243 | 268.0048 | 270.7211 | 273.3164
| Central+ | Residential | 3.168 | 5.467 | 32.4418 | 87.7757 | 132.1117 | 155.2532 | 186.5344 | 221.9384 | 250.7126 | 274.6483 | 297.1844 | 321.4738 | 350.4965 | 384.8787 | 413.9666 | 443.6864 | 475.1377 | 507.8707 | 537.5439
| Favorable+ | GS1PD | 0 | 0 | 0.012358 | 0.070941 | 0.29872 | 0.7592 | 1.1157 | 1.2511 | 1.2573 | 1.2737 | 1.2915 | 1.3113 | 1.3252 | 1.3427 | 1.3607 | 1.3843 | 1.4 | 1.4038 | 1.4177
| Favorable+ | GS1PND | 0 | 0 | 0.0050055 | 0.028714 | 0.12117 | 0.31204 | 0.46074 | 0.51645 | 0.52204 | 0.52953 | 0.5351 | 0.54113 | 0.54679 | 0.55271 | 0.55883 | 0.56928 | 0.57641 | 0.57807 | 0.58353
| Favorable+ | GS1SD | 0.38201 | 0.59771 | 2.1607 | 9.1969 | 30.9465 | 58.3376 | 73.4628 | 78.7529 | 78.7938 | 78.9219 | 79.4317 | 80.0132 | 80.7665 | 81.6108 | 82.6302 | 84.0238 | 85.1621 | 85.4739 | 86.4891
| Favorable+ | GS1SND | 1.269 | 2.0963 | 7.844 | 33.6085 | 112.2421 | 210.5597 | 261.5194 | 278.8912 | 280.7138 | 282.9585 | 285.5147 | 288.1899 | 290.8082 | 293.5383 | 296.8219 | 301.0074 | 304.2385 | 305.2268 | 308.2945
| Favorable+ | Residential | 3.168 | 5.467 | 35.1339 | 106.3679 | 184.2774 | 242.2054 | 297.5183 | 339.6332 | 365.4509 | 396.3916 | 427.5147 | 457.2404 | 485.1838 | 510.6633 | 529.3444 | 546.8733 | 563.1062 | 577.9735 | 595.6863
| Unfavorable+ | GS1PD | 0 | 0 | 0.0099458 | 0.055631 | 0.21306 | 0.37872 | 0.42311 | 0.42397 | 0.42397 | 0.42397 | 0.42397 | 0.42397 | 0.42397 | 0.42397 | 0.42397 | 0.42397 | 0.42397 | 0.42397 | 0.42397
| Unfavorable+ | GS1PND | 0 | 0 | 0.0041357 | 0.023141 | 0.090856 | 0.18421 | 0.22263 | 0.2235 | 0.2235 | 0.2235 | 0.2235 | 0.2235 | 0.2235 | 0.2235 | 0.2235 | 0.2235 | 0.2235 | 0.2235 | 0.2235
| Unfavorable+ | GS1SD | 0.38204 | 0.59695 | 1.9974 | 8.0542 | 22.0235 | 26.2896 | 26.8553 | 26.8569 | 26.8569 | 26.8569 | 26.8569 | 26.8569 | 26.8569 | 26.8569 | 26.8569 | 26.8569 | 26.8569 | 26.8569 | 26.8569
| Unfavorable+ | GS1SND | 1.269 | 2.097 | 7.4177 | 30.4814 | 89.454 | 136.3564 | 150.4568 | 150.7613 | 150.7613 | 150.7613 | 150.7613 | 150.7613 | 150.7613 | 150.7613 | 150.7613 | 150.7613 | 150.7613 | 150.7613 | 150.7613
| Unfavorable+ | Residential | 3.168 | 5.467 | 29.9059 | 70.919 | 84.8083 | 86.4832 | 87.1632 | 87.2681 | 87.2837 | 87.2924 | 87.3081 | 87.3423 | 87.5579 | 88.148 | 89.2292 | 90.6045 | 94.3219 | 101.7895 | 110.4093

## Retail Rates
Simplified Bill Components for Model | [28 empty] | All Bill Components |  |  |  |  | 2018 values are input from "NREL Net Metering Rate Info FINAL Values.xlsx"; based on NorthWestern's tariffs
Scenario for Lookup ↓ | Scenario ↓ | Bill Component ↓ | Service Class ↓, Year → | 2018 | 2019 | 2020 | 2021 | 2022 | 2023 | 2024 | 2025 | 2026 | 2027 | 2028 | 2029 | 2030 | 2031 | 2032 | 2033 | 2034 | 2035 | 2036 | 2037 | 2038 | 2039 | 2040 | 2041 | 2042 | Sector for Lookup ↓ | Scenario for Lookup ↓ | Bill Component ↓ | Service Class ↓ | Detailed Bill Component ↓, Year → | 2018 | 2019 | 2020 | 2021 | 2022 | 2023 | 2024 | 2025 | 2026 | 2027 | 2028 | 2029 | 2030 | 2031 | 2032 | 2033 | 2034 | 2035 | 2036 | 2037 | 2038 | 2039 | 2040 | 2041 | 2042 | Notes | Source
Low economic growth | Low | $/kWh | GS1PD | 0.07637 | 0.076677 | 0.078295 | 0.079859 | 0.083933 | 0.086946 | 0.08694 | 0.088182 | 0.08827 | 0.087861 | 0.088356 | 0.087327 | 0.086876 | 0.088634 | 0.090602 | 0.092128 | 0.09375 | 0.095244 | 0.096578 | 0.098742 | 0.10066 | 0.10237 | 0.10426 | 0.1063 | 0.10795 | Commercial | Reference case without Clean Power Plan | $/kWh | GS1PD | GS-1 Supply-Energy | 0.062796 | 0.062576 | 0.063137 | 0.064876 | 0.066273 | 0.067783 | 0.068715 | 0.070132 | 0.070938 | 0.071785 | 0.072877 | 0.07394 | 0.075258 | 0.07683 | 0.078915 | 0.080547 | 0.082078 | 0.083786 | 0.085376 | 0.087285 | 0.089001 | 0.090741 | 0.092245 | 0.093631 | 0.094979 | "Total Rate" in $/kWh. Should escalate through 2050. | http://rates.northwesternenergy.com/GSPrimaryDemandrates.aspx
Low economic growth | Low | $/kWh | GS1PND | 0.094226 | 0.094609 | 0.096628 | 0.098579 | 0.10366 | 0.10742 | 0.10741 | 0.10896 | 0.10907 | 0.10856 | 0.10918 | 0.10835 | 0.10812 | 0.11031 | 0.11276 | 0.11467 | 0.11669 | 0.11856 | 0.12022 | 0.12292 | 0.12531 | 0.12745 | 0.1298 | 0.13235 | 0.13442 | Commercial | Reference case without Clean Power Plan | $/kWh | GS1PD | GS-1 Supply Deferred Costs | 0.001756 | 0.0017499 | 0.0017655 | 0.0018142 | 0.0018532 | 0.0018955 | 0.0019215 | 0.0019611 | 0.0019837 | 0.0020074 | 0.0020379 | 0.0020676 | 0.0021045 | 0.0021484 | 0.0022067 | 0.0022524 | 0.0022952 | 0.002343 | 0.0023874 | 0.0024408 | 0.0024888 | 0.0025374 | 0.0025795 | 0.0026183 | 0.0026559 | "Total Rate" in $/kWh. Should escalate through 2050.
Low economic growth | Low | $/kWh | GS1SD | 0.077803 | 0.078116 | 0.079763 | 0.081356 | 0.085507 | 0.088575 | 0.08857 | 0.089834 | 0.089925 | 0.089508 | 0.090012 | 0.088947 | 0.088474 | 0.090265 | 0.09227 | 0.093824 | 0.095476 | 0.096998 | 0.098357 | 0.10056 | 0.10251 | 0.10426 | 0.10618 | 0.10826 | 0.10995 | Commercial | Reference case without Clean Power Plan | $/kWh | GS1PD | GS-1 Distribution Energy | 0.0075233 | 0.0074969 | 0.0075641 | 0.0077724 | 0.0079399 | 0.0081208 | 0.0082324 | 0.0084022 | 0.0084988 | 0.0086002 | 0.008731 | 0.0088584 | 0.0090163 | 0.0092046 | 0.0094544 | 0.00965 | 0.0098333 | 0.010038 | 0.010228 | 0.010457 | 0.010663 | 0.010871 | 0.011051 | 0.011218 | 0.011379 | "Total Rate" in $/kWh. Should escalate through 2050.
Low economic growth | Low | $/kWh | GS1SND | 0.12096 | 0.12146 | 0.12408 | 0.12661 | 0.1332 | 0.13807 | 0.13806 | 0.14007 | 0.14021 | 0.13955 | 0.14035 | 0.13977 | 0.13981 | 0.14266 | 0.14584 | 0.14831 | 0.15093 | 0.15335 | 0.15551 | 0.15901 | 0.1621 | 0.16488 | 0.16793 | 0.17123 | 0.17391 | Commercial | Reference case without Clean Power Plan | $/kWh | GS1PD | GS-1 CTC-QF | 0.003152 | 0.003152 | 0.003152 | 0.003152 | 0.003152 | 0.003152 | 0.003152 | 0.003152 | 0.003152 | 0.003152 | 0.003152 | 0.0013133 | 0 | 0 | 0 | 0 | 0 | 0 | 0 | 0 | 0 | 0 | 0 | 0 | 0 | "Total Rate" in $/kWh. Should remain steady (NO escalation) through drop off in June 2029.
Low economic growth | Low | $/kWh | Residential | 0.1112 | 0.11337 | 0.11754 | 0.12155 | 0.12744 | 0.13401 | 0.13574 | 0.13921 | 0.14112 | 0.14212 | 0.14463 | 0.14566 | 0.14753 | 0.15177 | 0.15656 | 0.16097 | 0.16549 | 0.16993 | 0.1742 | 0.17983 | 0.18503 | 0.19023 | 0.196 | 0.20222 | 0.20827 | Commercial | Reference case without Clean Power Plan | $/kWh | GS1PD | GS-1 USBC | 0.001143 | 0.001143 | 0.001143 | 0.001143 | 0.001143 | 0.001143 | 0.001143 | 0.001143 | 0.001143 | 0.001143 | 0.001143 | 0.001143 | 0.001143 | 0.001143 | 0.001143 | 0.001143 | 0.001143 | 0.001143 | 0.001143 | 0.001143 | 0.001143 | 0.001143 | 0.001143 | 0.001143 | 0.001143 | "Total Rate" in $/kWh. Should remain steady (NO escalation) through 2050.
Low economic growth | Low | $/kW | GS1PD | 8.184 | 8.2189 | 8.4026 | 8.5801 | 9.0428 | 9.3848 | 9.3842 | 9.5252 | 9.5352 | 9.4888 | 9.545 | 9.637 | 9.7349 | 9.9345 | 10.1579 | 10.3312 | 10.5154 | 10.685 | 10.8365 | 11.0822 | 11.2996 | 11.4942 | 11.7087 | 11.9402 | 12.1283 | Commercial | Reference case without Clean Power Plan | $/kW | GS1PD | GS-1 Transmission-Demand | 3.9008 | 3.8871 | 3.922 | 4.0299 | 4.1168 | 4.2106 | 4.2684 | 4.3565 | 4.4066 | 4.4592 | 4.527 | 4.593 | 4.6749 | 4.7725 | 4.9021 | 5.0034 | 5.0985 | 5.2047 | 5.3034 | 5.422 | 5.5286 | 5.6367 | 5.7301 | 5.8162 | 5.8999 | "Total Rate" in $/kW. Should escalate through 2050.
Low economic growth | Low | $/kW | GS1PND | 0 | 0 | 0 | 0 | 0 | 0 | 0 | 0 | 0 | 0 | 0 | 0 | 0 | 0 | 0 | 0 | 0 | 0 | 0 | 0 | 0 | 0 | 0 | 0 | 0 | Commercial | Reference case without Clean Power Plan | $/kW | GS1PD | GS-1 Distribution-Demand | 4.2833 | 4.2683 | 4.3065 | 4.4251 | 4.5205 | 4.6235 | 4.687 | 4.7836 | 4.8387 | 4.8964 | 4.9709 | 5.0434 | 5.1333 | 5.2405 | 5.3827 | 5.4941 | 5.5985 | 5.715 | 5.8234 | 5.9536 | 6.0707 | 6.1894 | 6.292 | 6.3865 | 6.4784 | "Total Rate" in $/kW. Should escalate through 2050.
Low economic growth | Low | $/kW | GS1SD | 9.7515 | 9.7931 | 10.0119 | 10.2235 | 10.7748 | 11.1823 | 11.1816 | 11.3495 | 11.3615 | 11.3062 | 11.3731 | 11.4827 | 11.5994 | 11.8373 | 12.1035 | 12.3099 | 12.5293 | 12.7315 | 12.912 | 13.2047 | 13.4638 | 13.6956 | 13.9512 | 14.2271 | 14.4512 | Commercial | Reference case without Clean Power Plan | $/kWh | GS1PND | GS-1 Supply-Energy | 0.066245 | 0.066013 | 0.066605 | 0.068439 | 0.069913 | 0.071506 | 0.072489 | 0.073984 | 0.074835 | 0.075728 | 0.076879 | 0.078001 | 0.079392 | 0.08105 | 0.083249 | 0.084971 | 0.086586 | 0.088388 | 0.090065 | 0.092079 | 0.093889 | 0.095725 | 0.097312 | 0.098774 | 0.1002 | "Total Rate" in $/kWh. Should escalate through 2050. | http://rates.northwesternenergy.com/GSPrimaryNonDemandrates.aspx
Low economic growth | Low | $/kW | GS1SND | 0 | 0 | 0 | 0 | 0 | 0 | 0 | 0 | 0 | 0 | 0 | 0 | 0 | 0 | 0 | 0 | 0 | 0 | 0 | 0 | 0 | 0 | 0 | 0 | 0 | Commercial | Reference case without Clean Power Plan | $/kWh | GS1PND | GS-1 Supply Deferred Costs | 0.001805 | 0.0017987 | 0.0018148 | 0.0018648 | 0.001905 | 0.0019484 | 0.0019751 | 0.0020159 | 0.002039 | 0.0020634 | 0.0020948 | 0.0021253 | 0.0021632 | 0.0022084 | 0.0022683 | 0.0023152 | 0.0023592 | 0.0024083 | 0.002454 | 0.0025089 | 0.0025582 | 0.0026082 | 0.0026515 | 0.0026913 | 0.0027301 | "Total Rate" in $/kWh. Should escalate through 2050.
Low economic growth | Low | $/kW | Residential | 0 | 0 | 0 | 0 | 0 | 0 | 0 | 0 | 0 | 0 | 0 | 0 | 0 | 0 | 0 | 0 | 0 | 0 | 0 | 0 | 0 | 0 | 0 | 0 | 0 | Commercial | Reference case without Clean Power Plan | $/kWh | GS1PND | GS-1 Transmission Energy | 0.006645 | 0.0066217 | 0.0066811 | 0.0068651 | 0.007013 | 0.0071728 | 0.0072713 | 0.0074213 | 0.0075066 | 0.0075962 | 0.0077117 | 0.0078243 | 0.0079638 | 0.00813 | 0.0083507 | 0.0085234 | 0.0086854 | 0.0088662 | 0.0090343 | 0.0092364 | 0.009418 | 0.0096021 | 0.0097613 | 0.009908 | 0.010051 | "Total Rate" in $/kWh. Should escalate through 2050.
Reference case without Clean Power Plan | Medium | $/kWh | GS1PD | 0.07637 | 0.076118 | 0.076762 | 0.078757 | 0.080361 | 0.082095 | 0.083164 | 0.08479 | 0.085716 | 0.086688 | 0.087941 | 0.087323 | 0.087522 | 0.089326 | 0.091719 | 0.093593 | 0.095349 | 0.09731 | 0.099134 | 0.10133 | 0.1033 | 0.10529 | 0.10702 | 0.10861 | 0.11016 | Commercial | Reference case without Clean Power Plan | $/kWh | GS1PND | GS-1 Distribution Energy | 0.015236 | 0.015183 | 0.015319 | 0.015741 | 0.01608 | 0.016446 | 0.016672 | 0.017016 | 0.017212 | 0.017417 | 0.017682 | 0.01794 | 0.01826 | 0.018641 | 0.019147 | 0.019543 | 0.019914 | 0.020329 | 0.020714 | 0.021178 | 0.021594 | 0.022016 | 0.022381 | 0.022718 | 0.023044 | "Total Rate" in $/kWh. Should escalate through 2050.
Reference case without Clean Power Plan | Medium | $/kWh | GS1PND | 0.094226 | 0.093911 | 0.094715 | 0.097204 | 0.099206 | 0.10137 | 0.1027 | 0.10473 | 0.10589 | 0.1071 | 0.10866 | 0.10835 | 0.10892 | 0.11117 | 0.11416 | 0.1165 | 0.11869 | 0.12113 | 0.12341 | 0.12614 | 0.1286 | 0.13109 | 0.13325 | 0.13523 | 0.13716 | Commercial | Reference case without Clean Power Plan | $/kWh | GS1PND | GS-1 CTC-QF | 0.003152 | 0.003152 | 0.003152 | 0.003152 | 0.003152 | 0.003152 | 0.003152 | 0.003152 | 0.003152 | 0.003152 | 0.003152 | 0.0013133 | 0 | 0 | 0 | 0 | 0 | 0 | 0 | 0 | 0 | 0 | 0 | 0 | 0 | "Total Rate" in $/kWh. Should remain steady (NO escalation) through drop off in June 2029.
Reference case without Clean Power Plan | Medium | $/kWh | GS1SD | 0.077803 | 0.077546 | 0.078202 | 0.080234 | 0.081868 | 0.083634 | 0.084723 | 0.08638 | 0.087323 | 0.088313 | 0.089589 | 0.088942 | 0.089132 | 0.09097 | 0.093408 | 0.095316 | 0.097105 | 0.099103 | 0.10096 | 0.10319 | 0.1052 | 0.10723 | 0.10899 | 0.11061 | 0.11219 | Commercial | Reference case without Clean Power Plan | $/kWh | GS1PND | GS-1 USBC | 0.001143 | 0.001143 | 0.001143 | 0.001143 | 0.001143 | 0.001143 | 0.001143 | 0.001143 | 0.001143 | 0.001143 | 0.001143 | 0.001143 | 0.001143 | 0.001143 | 0.001143 | 0.001143 | 0.001143 | 0.001143 | 0.001143 | 0.001143 | 0.001143 | 0.001143 | 0.001143 | 0.001143 | 0.001143 | "Total Rate" in $/kWh. Should remain steady (NO escalation) through 2050.
Reference case without Clean Power Plan | Medium | $/kWh | GS1SND | 0.12096 | 0.12056 | 0.1216 | 0.12482 | 0.12742 | 0.13022 | 0.13195 | 0.13458 | 0.13608 | 0.13765 | 0.13968 | 0.13976 | 0.14086 | 0.14378 | 0.14765 | 0.15068 | 0.15352 | 0.15669 | 0.15964 | 0.16319 | 0.16637 | 0.1696 | 0.17239 | 0.17497 | 0.17747 | Commercial | Reference case without Clean Power Plan | $/kWh | GS1SD | GS-1 Supply-Energy | 0.066244 | 0.066012 | 0.066604 | 0.068438 | 0.069912 | 0.071505 | 0.072488 | 0.073983 | 0.074833 | 0.075727 | 0.076878 | 0.078 | 0.079391 | 0.081048 | 0.083248 | 0.08497 | 0.086584 | 0.088387 | 0.090063 | 0.092077 | 0.093888 | 0.095723 | 0.09731 | 0.098773 | 0.10019 | "Total Rate" in $/kWh. Should escalate through 2050. | http://rates.northwesternenergy.com/GSSecondaryDemandrates.aspx
Reference case without Clean Power Plan | Medium | $/kWh | Residential | 0.1112 | 0.11244 | 0.1147 | 0.11868 | 0.12202 | 0.1258 | 0.12884 | 0.13327 | 0.13597 | 0.1387 | 0.14221 | 0.14376 | 0.14625 | 0.15066 | 0.15605 | 0.16099 | 0.1658 | 0.17114 | 0.17615 | 0.18192 | 0.18763 | 0.1932 | 0.19974 | 0.20678 | 0.21399 | Commercial | Reference case without Clean Power Plan | $/kWh | GS1SD | GS-1 Supply Deferred Costs | 0.001805 | 0.0017987 | 0.0018148 | 0.0018648 | 0.001905 | 0.0019484 | 0.0019751 | 0.0020159 | 0.002039 | 0.0020634 | 0.0020948 | 0.0021253 | 0.0021632 | 0.0022084 | 0.0022683 | 0.0023152 | 0.0023592 | 0.0024083 | 0.002454 | 0.0025089 | 0.0025582 | 0.0026082 | 0.0026515 | 0.0026913 | 0.0027301 | "Total Rate" in $/kWh. Should escalate through 2050.
Reference case without Clean Power Plan | Medium | $/kW | GS1PD | 8.184 | 8.1554 | 8.2285 | 8.4551 | 8.6372 | 8.834 | 8.9554 | 9.1401 | 9.2452 | 9.3556 | 9.4978 | 9.6365 | 9.8082 | 10.013 | 10.2848 | 10.4975 | 10.697 | 10.9197 | 11.1268 | 11.3756 | 11.5993 | 11.826 | 12.0221 | 12.2027 | 12.3783 | Commercial | Reference case without Clean Power Plan | $/kWh | GS1SD | GS-1 Distribution Energy | 0.0053699 | 0.0053511 | 0.0053991 | 0.0055477 | 0.0056673 | 0.0057964 | 0.0058761 | 0.0059972 | 0.0060662 | 0.0061386 | 0.0062319 | 0.0063229 | 0.0064356 | 0.00657 | 0.0067483 | 0.0068879 | 0.0070187 | 0.0071649 | 0.0073008 | 0.007464 | 0.0076108 | 0.0077596 | 0.0078882 | 0.0080068 | 0.008122 | "Total Rate" in $/kWh. Should escalate through 2050.
Reference case without Clean Power Plan | Medium | $/kW | GS1PND | 0 | 0 | 0 | 0 | 0 | 0 | 0 | 0 | 0 | 0 | 0 | 0 | 0 | 0 | 0 | 0 | 0 | 0 | 0 | 0 | 0 | 0 | 0 | 0 | 0 | Commercial | Reference case without Clean Power Plan | $/kWh | GS1SD | GS-1 CTC-QF | 0.003241 | 0.003241 | 0.003241 | 0.003241 | 0.003241 | 0.003241 | 0.003241 | 0.003241 | 0.003241 | 0.003241 | 0.003241 | 0.0013504 | 0 | 0 | 0 | 0 | 0 | 0 | 0 | 0 | 0 | 0 | 0 | 0 | 0 | "Total Rate" in $/kWh. Should remain steady (NO escalation) through drop off in June 2029.
Reference case without Clean Power Plan | Medium | $/kW | GS1SD | 9.7515 | 9.7174 | 9.8045 | 10.0744 | 10.2915 | 10.526 | 10.6707 | 10.8907 | 11.0159 | 11.1475 | 11.3169 | 11.4821 | 11.6868 | 11.9308 | 12.2546 | 12.5081 | 12.7457 | 13.0111 | 13.2579 | 13.5543 | 13.8209 | 14.0911 | 14.3246 | 14.5399 | 14.7491 | Commercial | Reference case without Clean Power Plan | $/kWh | GS1SD | GS-1 USBC | 0.001143 | 0.001143 | 0.001143 | 0.001143 | 0.001143 | 0.001143 | 0.001143 | 0.001143 | 0.001143 | 0.001143 | 0.001143 | 0.001143 | 0.001143 | 0.001143 | 0.001143 | 0.001143 | 0.001143 | 0.001143 | 0.001143 | 0.001143 | 0.001143 | 0.001143 | 0.001143 | 0.001143 | 0.001143 | "Total Rate" in $/kWh. Should remain steady (NO escalation) through 2050.
Reference case without Clean Power Plan | Medium | $/kW | GS1SND | 0 | 0 | 0 | 0 | 0 | 0 | 0 | 0 | 0 | 0 | 0 | 0 | 0 | 0 | 0 | 0 | 0 | 0 | 0 | 0 | 0 | 0 | 0 | 0 | 0 | Commercial | Reference case without Clean Power Plan | $/kW | GS1SD | GS-1 Transmission-Demand | 3.2093 | 3.1981 | 3.2268 | 3.3156 | 3.3871 | 3.4642 | 3.5118 | 3.5843 | 3.6255 | 3.6688 | 3.7245 | 3.7789 | 3.8463 | 3.9266 | 4.0331 | 4.1166 | 4.1948 | 4.2821 | 4.3633 | 4.4609 | 4.5486 | 4.6375 | 4.7144 | 4.7853 | 4.8541 | "Total Rate" in $/kW. Should escalate through 2050.
Reference case without Clean Power Plan | Medium | $/kW | Residential | 0 | 0 | 0 | 0 | 0 | 0 | 0 | 0 | 0 | 0 | 0 | 0 | 0 | 0 | 0 | 0 | 0 | 0 | 0 | 0 | 0 | 0 | 0 | 0 | 0 | Commercial | Reference case without Clean Power Plan | $/kW | GS1SD | GS-1 Distribution-Demand | 6.5422 | 6.5193 | 6.5777 | 6.7588 | 6.9044 | 7.0618 | 7.1588 | 7.3064 | 7.3905 | 7.4787 | 7.5924 | 7.7032 | 7.8405 | 8.0042 | 8.2215 | 8.3915 | 8.551 | 8.729 | 8.8946 | 9.0934 | 9.2722 | 9.4535 | 9.6102 | 9.7547 | 9.895 | "Total Rate" in $/kW. Should escalate through 2050.
Reference case without Clean Power Plan | High | $/kWh | GS1PD | 0.07637 | 0.076118 | 0.076762 | 0.078757 | 0.080361 | 0.082095 | 0.083164 | 0.08479 | 0.085716 | 0.086688 | 0.087941 | 0.087323 | 0.087522 | 0.089326 | 0.091719 | 0.093593 | 0.095349 | 0.09731 | 0.099134 | 0.10133 | 0.1033 | 0.10529 | 0.10702 | 0.10861 | 0.11016 | Commercial | Reference case without Clean Power Plan | $/kWh | GS1SND | GS-1 Supply-Energy | 0.064402 | 0.064177 | 0.064752 | 0.066535 | 0.067968 | 0.069517 | 0.070472 | 0.071926 | 0.072753 | 0.073621 | 0.074741 | 0.075831 | 0.077183 | 0.078795 | 0.080933 | 0.082607 | 0.084177 | 0.085929 | 0.087559 | 0.089517 | 0.091277 | 0.093062 | 0.094604 | 0.096026 | 0.097408 | "Total Rate" in $/kWh. Should escalate through 2050. | http://rates.northwesternenergy.com/GSSecondaryNonDemandrates.aspx
Reference case without Clean Power Plan | High | $/kWh | GS1PND | 0.094226 | 0.093911 | 0.094715 | 0.097204 | 0.099206 | 0.10137 | 0.1027 | 0.10473 | 0.10589 | 0.1071 | 0.10866 | 0.10835 | 0.10892 | 0.11117 | 0.11416 | 0.1165 | 0.11869 | 0.12113 | 0.12341 | 0.12614 | 0.1286 | 0.13109 | 0.13325 | 0.13523 | 0.13716 | Commercial | Reference case without Clean Power Plan | $/kWh | GS1SND | GS-1 Supply Deferred Costs | 0.001805 | 0.0017987 | 0.0018148 | 0.0018648 | 0.001905 | 0.0019484 | 0.0019751 | 0.0020159 | 0.002039 | 0.0020634 | 0.0020948 | 0.0021253 | 0.0021632 | 0.0022084 | 0.0022683 | 0.0023152 | 0.0023592 | 0.0024083 | 0.002454 | 0.0025089 | 0.0025582 | 0.0026082 | 0.0026515 | 0.0026913 | 0.0027301 | "Total Rate" in $/kWh. Should escalate through 2050.
Reference case without Clean Power Plan | High | $/kWh | GS1SD | 0.077803 | 0.077546 | 0.078202 | 0.080234 | 0.081868 | 0.083634 | 0.084723 | 0.08638 | 0.087323 | 0.088313 | 0.089589 | 0.088942 | 0.089132 | 0.09097 | 0.093408 | 0.095316 | 0.097105 | 0.099103 | 0.10096 | 0.10319 | 0.1052 | 0.10723 | 0.10899 | 0.11061 | 0.11219 | Commercial | Reference case without Clean Power Plan | $/kWh | GS1SND | GS-1 Transmission Energy | 0.0083987 | 0.0083693 | 0.0084444 | 0.0086769 | 0.0088638 | 0.0090658 | 0.0091904 | 0.0093799 | 0.0094878 | 0.009601 | 0.009747 | 0.0098893 | 0.010066 | 0.010276 | 0.010555 | 0.010773 | 0.010978 | 0.011206 | 0.011419 | 0.011674 | 0.011904 | 0.012136 | 0.012337 | 0.012523 | 0.012703 | "Total Rate" in $/kWh. Should escalate through 2050.
Reference case without Clean Power Plan | High | $/kWh | GS1SND | 0.12096 | 0.12056 | 0.1216 | 0.12482 | 0.12742 | 0.13022 | 0.13195 | 0.13458 | 0.13608 | 0.13765 | 0.13968 | 0.13976 | 0.14086 | 0.14378 | 0.14765 | 0.15068 | 0.15352 | 0.15669 | 0.15964 | 0.16319 | 0.16637 | 0.1696 | 0.17239 | 0.17497 | 0.17747 | Commercial | Reference case without Clean Power Plan | $/kWh | GS1SND | GS-1 Distribution Energy | 0.041974 | 0.041827 | 0.042202 | 0.043364 | 0.044299 | 0.045308 | 0.045931 | 0.046878 | 0.047417 | 0.047983 | 0.048712 | 0.049423 | 0.050304 | 0.051355 | 0.052749 | 0.05384 | 0.054863 | 0.056005 | 0.057067 | 0.058343 | 0.05949 | 0.060653 | 0.061659 | 0.062585 | 0.063486 | "Total Rate" in $/kWh. Should escalate through 2050.
Reference case without Clean Power Plan | High | $/kWh | Residential | 0.1112 | 0.11244 | 0.1147 | 0.11868 | 0.12202 | 0.1258 | 0.12884 | 0.13327 | 0.13597 | 0.1387 | 0.14221 | 0.14376 | 0.14625 | 0.15066 | 0.15605 | 0.16099 | 0.1658 | 0.17114 | 0.17615 | 0.18192 | 0.18763 | 0.1932 | 0.19974 | 0.20678 | 0.21399 | Commercial | Reference case without Clean Power Plan | $/kWh | GS1SND | GS-1 CTC-QF | 0.003241 | 0.003241 | 0.003241 | 0.003241 | 0.003241 | 0.003241 | 0.003241 | 0.003241 | 0.003241 | 0.003241 | 0.003241 | 0.0013504 | 0 | 0 | 0 | 0 | 0 | 0 | 0 | 0 | 0 | 0 | 0 | 0 | 0 | "Total Rate" in $/kWh. Should remain steady (NO escalation) through drop off in June 2029.
Reference case without Clean Power Plan | High | $/kW | GS1PD | 8.184 | 8.1554 | 8.2285 | 8.4551 | 8.6372 | 8.834 | 8.9554 | 9.1401 | 9.2452 | 9.3556 | 9.4978 | 9.6365 | 9.8082 | 10.013 | 10.2848 | 10.4975 | 10.697 | 10.9197 | 11.1268 | 11.3756 | 11.5993 | 11.826 | 12.0221 | 12.2027 | 12.3783 | Commercial | Reference case without Clean Power Plan | $/kWh | GS1SND | GS-1 USBC | 0.001143 | 0.001143 | 0.001143 | 0.001143 | 0.001143 | 0.001143 | 0.001143 | 0.001143 | 0.001143 | 0.001143 | 0.001143 | 0.001143 | 0.001143 | 0.001143 | 0.001143 | 0.001143 | 0.001143 | 0.001143 | 0.001143 | 0.001143 | 0.001143 | 0.001143 | 0.001143 | 0.001143 | 0.001143 | "Total Rate" in $/kWh. Should remain steady (NO escalation) through 2050.
Reference case without Clean Power Plan | High | $/kW | GS1PND | 0 | 0 | 0 | 0 | 0 | 0 | 0 | 0 | 0 | 0 | 0 | 0 | 0 | 0 | 0 | 0 | 0 | 0 | 0 | 0 | 0 | 0 | 0 | 0 | 0 | Residential | Reference case without Clean Power Plan | $/kWh | Residential | Residential Supply-Energy | 0.066245 | 0.066995 | 0.068362 | 0.070774 | 0.072792 | 0.075079 | 0.076923 | 0.079606 | 0.081236 | 0.082888 | 0.085013 | 0.087097 | 0.08942 | 0.092094 | 0.095356 | 0.098346 | 0.10125 | 0.10449 | 0.10752 | 0.11101 | 0.11447 | 0.11784 | 0.1218 | 0.12606 | 0.13042 | "Total Rate" in $/kWh. Should escalate through 2050. | http://rates.northwesternenergy.com/residentialelectricrates.aspx
Reference case without Clean Power Plan | High | $/kW | GS1SD | 9.7515 | 9.7174 | 9.8045 | 10.0744 | 10.2915 | 10.526 | 10.6707 | 10.8907 | 11.0159 | 11.1475 | 11.3169 | 11.4821 | 11.6868 | 11.9308 | 12.2546 | 12.5081 | 12.7457 | 13.0111 | 13.2579 | 13.5543 | 13.8209 | 14.0911 | 14.3246 | 14.5399 | 14.7491 | Residential | Reference case without Clean Power Plan | $/kWh | Residential | Residential Supply Deferred Costs | 0.001805 | 0.0018254 | 0.0018627 | 0.0019284 | 0.0019834 | 0.0020457 | 0.0020959 | 0.0021691 | 0.0022135 | 0.0022585 | 0.0023164 | 0.0023732 | 0.0024365 | 0.0025093 | 0.0025982 | 0.0026797 | 0.0027589 | 0.0028469 | 0.0029296 | 0.0030248 | 0.003119 | 0.0032108 | 0.0033188 | 0.0034348 | 0.0035537 | "Total Rate" in $/kWh. Should escalate through 2050.
Reference case without Clean Power Plan | High | $/kW | GS1SND | 0 | 0 | 0 | 0 | 0 | 0 | 0 | 0 | 0 | 0 | 0 | 0 | 0 | 0 | 0 | 0 | 0 | 0 | 0 | 0 | 0 | 0 | 0 | 0 | 0 | Residential | Reference case without Clean Power Plan | $/kWh | Residential | Residential Transmission Energy | 0.009647 | 0.0097561 | 0.0099553 | 0.010306 | 0.0106 | 0.010933 | 0.011202 | 0.011593 | 0.01183 | 0.012071 | 0.01238 | 0.012684 | 0.013022 | 0.013411 | 0.013886 | 0.014322 | 0.014745 | 0.015216 | 0.015658 | 0.016166 | 0.01667 | 0.017161 | 0.017737 | 0.018357 | 0.018993 | "Total Rate" in $/kWh. Should escalate through 2050.
Reference case without Clean Power Plan | High | $/kW | Residential | 0 | 0 | 0 | 0 | 0 | 0 | 0 | 0 | 0 | 0 | 0 | 0 | 0 | 0 | 0 | 0 | 0 | 0 | 0 | 0 | 0 | 0 | 0 | 0 | 0 | Residential | Reference case without Clean Power Plan | $/kWh | Residential | Residential Distribution Energy | 0.031746 | 0.032106 | 0.032761 | 0.033917 | 0.034884 | 0.03598 | 0.036864 | 0.038149 | 0.038931 | 0.039722 | 0.040741 | 0.041739 | 0.042853 | 0.044134 | 0.045697 | 0.04713 | 0.048523 | 0.050072 | 0.051526 | 0.0532 | 0.054857 | 0.056472 | 0.058371 | 0.060411 | 0.062503 | "Total Rate" in $/kWh. Should escalate through 2050.
|  |  |  | Growth factors applied to 2018 tariffs | [24 empty] | Residential | Reference case without Clean Power Plan | $/kWh | Residential | Residential BPA Exchange Credit | -0.002818 | -0.002818 | -0.002818 | -0.002818 | -0.002818 | -0.002818 | -0.002818 | -0.002818 | -0.002818 | -0.002818 | -0.002818 | -0.002818 | -0.002818 | -0.002818 | -0.002818 | -0.002818 | -0.002818 | -0.002818 | -0.002818 | -0.002818 | -0.002818 | -0.002818 | -0.002818 | -0.002818 | -0.002818 | "Total Rate" in $/kWh. Should remain steady (NO escalation) through 2050.
|  |  |  | Applicable taxes are included in the rates | [24 empty] | Residential | Reference case without Clean Power Plan | $/kWh | Residential | Residential CTC-QF | 0.003241 | 0.003241 | 0.003241 | 0.003241 | 0.003241 | 0.003241 | 0.003241 | 0.003241 | 0.003241 | 0.003241 | 0.003241 | 0.0013504 | 0 | 0 | 0 | 0 | 0 | 0 | 0 | 0 | 0 | 0 | 0 | 0 | 0 | "Total Rate" in $/kWh. Should remain steady (NO escalation) through drop off in June 2029.
[29 empty] | Residential | Reference case without Clean Power Plan | $/kWh | Residential | Residential USBC | 0.001334 | 0.001334 | 0.001334 | 0.001334 | 0.001334 | 0.001334 | 0.001334 | 0.001334 | 0.001334 | 0.001334 | 0.001334 | 0.001334 | 0.001334 | 0.001334 | 0.001334 | 0.001334 | 0.001334 | 0.001334 | 0.001334 | 0.001334 | 0.001334 | 0.001334 | 0.001334 | 0.001334 | 0.001334 | "Total Rate" in $/kWh. Should remain steady (NO escalation) through 2050.
[29 empty] | Commercial | High economic growth | $/kWh | GS1PD | GS-1 Supply-Energy | 0.062796 | 0.062596 | 0.063084 | 0.065049 | 0.068302 | 0.070681 | 0.071418 | 0.07322 | 0.074038 | 0.074543 | 0.075606 | 0.076685 | 0.077916 | 0.079592 | 0.081735 | 0.083521 | 0.0854 | 0.087393 | 0.089121 | 0.091088 | 0.09279 | 0.094731 | 0.096671 | 0.098692 | 0.10094 | "Total Rate" in $/kWh. Should escalate through 2050. | http://rates.northwesternenergy.com/GSPrimaryDemandrates.aspx
[29 empty] | Commercial | High economic growth | $/kWh | GS1PD | GS-1 Supply Deferred Costs | 0.001756 | 0.0017504 | 0.0017641 | 0.001819 | 0.00191 | 0.0019765 | 0.0019971 | 0.0020475 | 0.0020704 | 0.0020845 | 0.0021142 | 0.0021444 | 0.0021788 | 0.0022257 | 0.0022856 | 0.0023355 | 0.0023881 | 0.0024438 | 0.0024921 | 0.0025472 | 0.0025947 | 0.002649 | 0.0027033 | 0.0027598 | 0.0028226 | "Total Rate" in $/kWh. Should escalate through 2050.
[29 empty] | Commercial | High economic growth | $/kWh | GS1PD | GS-1 Distribution Energy | 0.0075233 | 0.0074994 | 0.0075578 | 0.0077932 | 0.0081829 | 0.0084679 | 0.0085562 | 0.0087721 | 0.0088701 | 0.0089306 | 0.0090579 | 0.0091873 | 0.0093347 | 0.0095356 | 0.0097922 | 0.010006 | 0.010231 | 0.01047 | 0.010677 | 0.010913 | 0.011117 | 0.011349 | 0.011582 | 0.011824 | 0.012093 | "Total Rate" in $/kWh. Should escalate through 2050.
[29 empty] | Commercial | High economic growth | $/kWh | GS1PD | GS-1 CTC-QF | 0.003152 | 0.003152 | 0.003152 | 0.003152 | 0.003152 | 0.003152 | 0.003152 | 0.003152 | 0.003152 | 0.003152 | 0.003152 | 0.0013133 | 0 | 0 | 0 | 0 | 0 | 0 | 0 | 0 | 0 | 0 | 0 | 0 | 0 | "Total Rate" in $/kWh. Should remain steady (NO escalation) through drop off in June 2029.
[29 empty] | Commercial | High economic growth | $/kWh | GS1PD | GS-1 USBC | 0.001143 | 0.001143 | 0.001143 | 0.001143 | 0.001143 | 0.001143 | 0.001143 | 0.001143 | 0.001143 | 0.001143 | 0.001143 | 0.001143 | 0.001143 | 0.001143 | 0.001143 | 0.001143 | 0.001143 | 0.001143 | 0.001143 | 0.001143 | 0.001143 | 0.001143 | 0.001143 | 0.001143 | 0.001143 | "Total Rate" in $/kWh. Should remain steady (NO escalation) through 2050.
[29 empty] | Commercial | High economic growth | $/kW | GS1PD | GS-1 Transmission-Demand | 3.9008 | 3.8884 | 3.9187 | 4.0407 | 4.2428 | 4.3905 | 4.4363 | 4.5483 | 4.5991 | 4.6304 | 4.6965 | 4.7636 | 4.84 | 4.9441 | 5.0772 | 5.1882 | 5.3049 | 5.4287 | 5.536 | 5.6582 | 5.7639 | 5.8845 | 6.005 | 6.1306 | 6.2702 | "Total Rate" in $/kW. Should escalate through 2050.
[29 empty] | Commercial | High economic growth | $/kW | GS1PD | GS-1 Distribution-Demand | 4.2833 | 4.2697 | 4.3029 | 4.4369 | 4.6588 | 4.8211 | 4.8713 | 4.9943 | 5.05 | 5.0845 | 5.157 | 5.2307 | 5.3146 | 5.4289 | 5.5751 | 5.6969 | 5.825 | 5.961 | 6.0789 | 6.2131 | 6.3291 | 6.4615 | 6.5939 | 6.7317 | 6.885 | "Total Rate" in $/kW. Should escalate through 2050.
[29 empty] | Commercial | High economic growth | $/kWh | GS1PND | GS-1 Supply-Energy | 0.066245 | 0.066034 | 0.066549 | 0.068621 | 0.072053 | 0.074563 | 0.07534 | 0.077241 | 0.078104 | 0.078637 | 0.079758 | 0.080897 | 0.082195 | 0.083964 | 0.086224 | 0.088108 | 0.09009 | 0.092193 | 0.094016 | 0.096091 | 0.097886 | 0.099934 | 0.10198 | 0.10411 | 0.10648 | "Total Rate" in $/kWh. Should escalate through 2050. | http://rates.northwesternenergy.com/GSPrimaryNonDemandrates.aspx
[29 empty] | Commercial | High economic growth | $/kWh | GS1PND | GS-1 Supply Deferred Costs | 0.001805 | 0.0017993 | 0.0018133 | 0.0018698 | 0.0019633 | 0.0020316 | 0.0020528 | 0.0021046 | 0.0021281 | 0.0021426 | 0.0021732 | 0.0022042 | 0.0022396 | 0.0022878 | 0.0023494 | 0.0024007 | 0.0024547 | 0.002512 | 0.0025617 | 0.0026182 | 0.0026671 | 0.0027229 | 0.0027787 | 0.0028368 | 0.0029014 | "Total Rate" in $/kWh. Should escalate through 2050.
[29 empty] | Commercial | High economic growth | $/kWh | GS1PND | GS-1 Transmission Energy | 0.006645 | 0.0066239 | 0.0066755 | 0.0068834 | 0.0072276 | 0.0074793 | 0.0075573 | 0.007748 | 0.0078346 | 0.007888 | 0.0080005 | 0.0081148 | 0.008245 | 0.0084224 | 0.0086491 | 0.0088381 | 0.0090369 | 0.0092478 | 0.0094307 | 0.0096389 | 0.0098189 | 0.010024 | 0.01023 | 0.010443 | 0.010681 | "Total Rate" in $/kWh. Should escalate through 2050.
[29 empty] | Commercial | High economic growth | $/kWh | GS1PND | GS-1 Distribution Energy | 0.015236 | 0.015188 | 0.015306 | 0.015783 | 0.016572 | 0.017149 | 0.017328 | 0.017765 | 0.017963 | 0.018086 | 0.018344 | 0.018606 | 0.018905 | 0.019311 | 0.019831 | 0.020264 | 0.02072 | 0.021204 | 0.021623 | 0.0221 | 0.022513 | 0.022984 | 0.023455 | 0.023945 | 0.024491 | "Total Rate" in $/kWh. Should escalate through 2050.
[29 empty] | Commercial | High economic growth | $/kWh | GS1PND | GS-1 CTC-QF | 0.003152 | 0.003152 | 0.003152 | 0.003152 | 0.003152 | 0.003152 | 0.003152 | 0.003152 | 0.003152 | 0.003152 | 0.003152 | 0.0013133 | 0 | 0 | 0 | 0 | 0 | 0 | 0 | 0 | 0 | 0 | 0 | 0 | 0 | "Total Rate" in $/kWh. Should remain steady (NO escalation) through drop off in June 2029.
[29 empty] | Commercial | High economic growth | $/kWh | GS1PND | GS-1 USBC | 0.001143 | 0.001143 | 0.001143 | 0.001143 | 0.001143 | 0.001143 | 0.001143 | 0.001143 | 0.001143 | 0.001143 | 0.001143 | 0.001143 | 0.001143 | 0.001143 | 0.001143 | 0.001143 | 0.001143 | 0.001143 | 0.001143 | 0.001143 | 0.001143 | 0.001143 | 0.001143 | 0.001143 | 0.001143 | "Total Rate" in $/kWh. Should remain steady (NO escalation) through 2050.
[29 empty] | Commercial | High economic growth | $/kWh | GS1SD | GS-1 Supply-Energy | 0.066244 | 0.066033 | 0.066548 | 0.06862 | 0.072052 | 0.074562 | 0.075339 | 0.07724 | 0.078103 | 0.078636 | 0.079757 | 0.080896 | 0.082194 | 0.083963 | 0.086223 | 0.088107 | 0.090089 | 0.092192 | 0.094014 | 0.09609 | 0.097885 | 0.099932 | 0.10198 | 0.10411 | 0.10648 | "Total Rate" in $/kWh. Should escalate through 2050. | http://rates.northwesternenergy.com/GSSecondaryDemandrates.aspx
[29 empty] | Commercial | High economic growth | $/kWh | GS1SD | GS-1 Supply Deferred Costs | 0.001805 | 0.0017993 | 0.0018133 | 0.0018698 | 0.0019633 | 0.0020316 | 0.0020528 | 0.0021046 | 0.0021281 | 0.0021426 | 0.0021732 | 0.0022042 | 0.0022396 | 0.0022878 | 0.0023494 | 0.0024007 | 0.0024547 | 0.002512 | 0.0025617 | 0.0026182 | 0.0026671 | 0.0027229 | 0.0027787 | 0.0028368 | 0.0029014 | "Total Rate" in $/kWh. Should escalate through 2050.
[29 empty] | Commercial | High economic growth | $/kWh | GS1SD | GS-1 Distribution Energy | 0.0053699 | 0.0053528 | 0.0053946 | 0.0055625 | 0.0058407 | 0.0060441 | 0.0061072 | 0.0062613 | 0.0063312 | 0.0063744 | 0.0064653 | 0.0065576 | 0.0066629 | 0.0068062 | 0.0069894 | 0.0071422 | 0.0073028 | 0.0074733 | 0.007621 | 0.0077893 | 0.0079348 | 0.0081008 | 0.0082667 | 0.0084395 | 0.0086317 | "Total Rate" in $/kWh. Should escalate through 2050.
[29 empty] | Commercial | High economic growth | $/kWh | GS1SD | GS-1 CTC-QF | 0.003241 | 0.003241 | 0.003241 | 0.003241 | 0.003241 | 0.003241 | 0.003241 | 0.003241 | 0.003241 | 0.003241 | 0.003241 | 0.0013504 | 0 | 0 | 0 | 0 | 0 | 0 | 0 | 0 | 0 | 0 | 0 | 0 | 0 | "Total Rate" in $/kWh. Should remain steady (NO escalation) through drop off in June 2029.
[29 empty] | Commercial | High economic growth | $/kWh | GS1SD | GS-1 USBC | 0.001143 | 0.001143 | 0.001143 | 0.001143 | 0.001143 | 0.001143 | 0.001143 | 0.001143 | 0.001143 | 0.001143 | 0.001143 | 0.001143 | 0.001143 | 0.001143 | 0.001143 | 0.001143 | 0.001143 | 0.001143 | 0.001143 | 0.001143 | 0.001143 | 0.001143 | 0.001143 | 0.001143 | 0.001143 | "Total Rate" in $/kWh. Should remain steady (NO escalation) through 2050.
[29 empty] | Commercial | High economic growth | $/kW | GS1SD | GS-1 Transmission-Demand | 3.2093 | 3.1991 | 3.2241 | 3.3245 | 3.4907 | 3.6123 | 3.65 | 3.7421 | 3.7839 | 3.8097 | 3.864 | 3.9192 | 3.9821 | 4.0678 | 4.1773 | 4.2685 | 4.3645 | 4.4664 | 4.5547 | 4.6553 | 4.7423 | 4.8414 | 4.9406 | 5.0439 | 5.1587 | "Total Rate" in $/kW. Should escalate through 2050.
[29 empty] | Commercial | High economic growth | $/kW | GS1SD | GS-1 Distribution-Demand | 6.5422 | 6.5214 | 6.5722 | 6.7769 | 7.1158 | 7.3636 | 7.4404 | 7.6281 | 7.7133 | 7.7659 | 7.8767 | 7.9892 | 8.1174 | 8.292 | 8.5153 | 8.7013 | 8.897 | 9.1047 | 9.2847 | 9.4897 | 9.667 | 9.8692 | 10.0713 | 10.2819 | 10.516 | "Total Rate" in $/kW. Should escalate through 2050.
[29 empty] | Commercial | High economic growth | $/kWh | GS1SND | GS-1 Supply-Energy | 0.064402 | 0.064197 | 0.064698 | 0.066712 | 0.070048 | 0.072488 | 0.073244 | 0.075092 | 0.075931 | 0.076449 | 0.077539 | 0.078647 | 0.079909 | 0.081628 | 0.083825 | 0.085657 | 0.087584 | 0.089628 | 0.0914 | 0.093418 | 0.095163 | 0.097153 | 0.099143 | 0.10122 | 0.10352 | "Total Rate" in $/kWh. Should escalate through 2050. | http://rates.northwesternenergy.com/GSSecondaryNonDemandrates.aspx
[29 empty] | Commercial | High economic growth | $/kWh | GS1SND | GS-1 Supply Deferred Costs | 0.001805 | 0.0017993 | 0.0018133 | 0.0018698 | 0.0019633 | 0.0020316 | 0.0020528 | 0.0021046 | 0.0021281 | 0.0021426 | 0.0021732 | 0.0022042 | 0.0022396 | 0.0022878 | 0.0023494 | 0.0024007 | 0.0024547 | 0.002512 | 0.0025617 | 0.0026182 | 0.0026671 | 0.0027229 | 0.0027787 | 0.0028368 | 0.0029014 | "Total Rate" in $/kWh. Should escalate through 2050.
[29 empty] | Commercial | High economic growth | $/kWh | GS1SND | GS-1 Transmission Energy | 0.0083987 | 0.008372 | 0.0084373 | 0.0087 | 0.0091351 | 0.0094533 | 0.0095518 | 0.0097929 | 0.0099023 | 0.0099698 | 0.010112 | 0.010256 | 0.010421 | 0.010645 | 0.010932 | 0.011171 | 0.011422 | 0.011689 | 0.01192 | 0.012183 | 0.01241 | 0.01267 | 0.012929 | 0.0132 | 0.0135 | "Total Rate" in $/kWh. Should escalate through 2050.
[29 empty] | Commercial | High economic growth | $/kWh | GS1SND | GS-1 Distribution Energy | 0.041974 | 0.041841 | 0.042167 | 0.04348 | 0.045654 | 0.047245 | 0.047737 | 0.048942 | 0.049488 | 0.049826 | 0.050537 | 0.051258 | 0.052081 | 0.053201 | 0.054633 | 0.055827 | 0.057083 | 0.058416 | 0.05957 | 0.060885 | 0.062023 | 0.06332 | 0.064617 | 0.065968 | 0.06747 | "Total Rate" in $/kWh. Should escalate through 2050.
[29 empty] | Commercial | High economic growth | $/kWh | GS1SND | GS-1 CTC-QF | 0.003241 | 0.003241 | 0.003241 | 0.003241 | 0.003241 | 0.003241 | 0.003241 | 0.003241 | 0.003241 | 0.003241 | 0.003241 | 0.0013504 | 0 | 0 | 0 | 0 | 0 | 0 | 0 | 0 | 0 | 0 | 0 | 0 | 0 | "Total Rate" in $/kWh. Should remain steady (NO escalation) through drop off in June 2029.
[29 empty] | Commercial | High economic growth | $/kWh | GS1SND | GS-1 USBC | 0.001143 | 0.001143 | 0.001143 | 0.001143 | 0.001143 | 0.001143 | 0.001143 | 0.001143 | 0.001143 | 0.001143 | 0.001143 | 0.001143 | 0.001143 | 0.001143 | 0.001143 | 0.001143 | 0.001143 | 0.001143 | 0.001143 | 0.001143 | 0.001143 | 0.001143 | 0.001143 | 0.001143 | 0.001143 | "Total Rate" in $/kWh. Should remain steady (NO escalation) through 2050.
[29 empty] | Residential | High economic growth | $/kWh | Residential | Residential Supply-Energy | 0.066245 | 0.067025 | 0.068622 | 0.071501 | 0.074837 | 0.078631 | 0.08043 | 0.083287 | 0.085139 | 0.086678 | 0.088911 | 0.091192 | 0.093749 | 0.09674 | 0.10031 | 0.10356 | 0.10698 | 0.11059 | 0.11392 | 0.11769 | 0.12139 | 0.12503 | 0.12925 | 0.13371 | 0.13869 | "Total Rate" in $/kWh. Should escalate through 2050. | http://rates.northwesternenergy.com/residentialelectricrates.aspx
[29 empty] | Residential | High economic growth | $/kWh | Residential | Residential Supply Deferred Costs | 0.001805 | 0.0018263 | 0.0018698 | 0.0019482 | 0.0020391 | 0.0021425 | 0.0021915 | 0.0022694 | 0.0023198 | 0.0023617 | 0.0024226 | 0.0024847 | 0.0025544 | 0.0026359 | 0.0027331 | 0.0028216 | 0.002915 | 0.0030133 | 0.0031041 | 0.0032066 | 0.0033077 | 0.0034068 | 0.0035216 | 0.0036433 | 0.0037788 | "Total Rate" in $/kWh. Should escalate through 2050.
[29 empty] | Residential | High economic growth | $/kWh | Residential | Residential Transmission Energy | 0.009647 | 0.0097606 | 0.0099931 | 0.010412 | 0.010898 | 0.011451 | 0.011713 | 0.012129 | 0.012398 | 0.012623 | 0.012948 | 0.01328 | 0.013652 | 0.014088 | 0.014607 | 0.01508 | 0.015579 | 0.016105 | 0.01659 | 0.017138 | 0.017678 | 0.018208 | 0.018821 | 0.019472 | 0.020196 | "Total Rate" in $/kWh. Should escalate through 2050.
[29 empty] | Residential | High economic growth | $/kWh | Residential | Residential Distribution Energy | 0.031746 | 0.03212 | 0.032885 | 0.034265 | 0.035864 | 0.037682 | 0.038544 | 0.039913 | 0.040801 | 0.041539 | 0.042609 | 0.043702 | 0.044927 | 0.046361 | 0.04807 | 0.049627 | 0.051269 | 0.052998 | 0.054595 | 0.056399 | 0.058176 | 0.05992 | 0.061938 | 0.064078 | 0.066462 | "Total Rate" in $/kWh. Should escalate through 2050.
[29 empty] | Residential | High economic growth | $/kWh | Residential | Residential BPA Exchange Credit | -0.002818 | -0.002818 | -0.002818 | -0.002818 | -0.002818 | -0.002818 | -0.002818 | -0.002818 | -0.002818 | -0.002818 | -0.002818 | -0.002818 | -0.002818 | -0.002818 | -0.002818 | -0.002818 | -0.002818 | -0.002818 | -0.002818 | -0.002818 | -0.002818 | -0.002818 | -0.002818 | -0.002818 | -0.002818 | "Total Rate" in $/kWh. Should remain steady (NO escalation) through 2050.
[29 empty] | Residential | High economic growth | $/kWh | Residential | Residential CTC-QF | 0.003241 | 0.0032792 | 0.0033573 | 0.0034982 | 0.0036613 | 0.003847 | 0.003935 | 0.0040748 | 0.0041654 | 0.0042407 | 0.0043499 | 0.0044615 | 0.0045866 | 0.004733 | 0.0049074 | 0.0050664 | 0.0052341 | 0.0054105 | 0.0055736 | 0.0057578 | 0.0059392 | 0.0061172 | 0.0063233 | 0.0065417 | 0.0067851 | "Total Rate" in $/kWh. Should remain steady (NO escalation) through drop off in June 2029.
[29 empty] | Residential | High economic growth | $/kWh | Residential | Residential USBC | 0.001334 | 0.0013497 | 0.0013819 | 0.0014399 | 0.001507 | 0.0015834 | 0.0016196 | 0.0016772 | 0.0017145 | 0.0017455 | 0.0017904 | 0.0018364 | 0.0018879 | 0.0019481 | 0.0020199 | 0.0020853 | 0.0021543 | 0.002227 | 0.0022941 | 0.0023699 | 0.0024446 | 0.0025179 | 0.0026027 | 0.0026926 | 0.0027928 | "Total Rate" in $/kWh. Should remain steady (NO escalation) through 2050.
[29 empty] | Commercial | Low economic growth | $/kWh | GS1PD | GS-1 Supply-Energy | 0.062796 | 0.063064 | 0.064473 | 0.065835 | 0.069385 | 0.07201 | 0.072005 | 0.073087 | 0.073164 | 0.072808 | 0.073239 | 0.073944 | 0.074696 | 0.076227 | 0.077942 | 0.079271 | 0.080684 | 0.081986 | 0.083148 | 0.085033 | 0.086701 | 0.088195 | 0.08984 | 0.091617 | 0.09306 | "Total Rate" in $/kWh. Should escalate through 2050. | http://rates.northwesternenergy.com/GSPrimaryDemandrates.aspx
[29 empty] | Commercial | Low economic growth | $/kWh | GS1PD | GS-1 Supply Deferred Costs | 0.001756 | 0.0017635 | 0.0018029 | 0.001841 | 0.0019403 | 0.0020136 | 0.0020135 | 0.0020438 | 0.0020459 | 0.002036 | 0.002048 | 0.0020677 | 0.0020888 | 0.0021316 | 0.0021795 | 0.0022167 | 0.0022562 | 0.0022926 | 0.0023251 | 0.0023778 | 0.0024245 | 0.0024662 | 0.0025123 | 0.0025619 | 0.0026023 | "Total Rate" in $/kWh. Should escalate through 2050.
[29 empty] | Commercial | Low economic growth | $/kWh | GS1PD | GS-1 Distribution Energy | 0.0075233 | 0.0075553 | 0.0077242 | 0.0078874 | 0.0083127 | 0.0086271 | 0.0086266 | 0.0087561 | 0.0087654 | 0.0087227 | 0.0087744 | 0.0088589 | 0.0089489 | 0.0091324 | 0.0093378 | 0.009497 | 0.0096664 | 0.0098223 | 0.0099616 | 0.010187 | 0.010387 | 0.010566 | 0.010763 | 0.010976 | 0.011149 | "Total Rate" in $/kWh. Should escalate through 2050.
[29 empty] | Commercial | Low economic growth | $/kWh | GS1PD | GS-1 CTC-QF | 0.003152 | 0.003152 | 0.003152 | 0.003152 | 0.003152 | 0.003152 | 0.003152 | 0.003152 | 0.003152 | 0.003152 | 0.003152 | 0.0013133 | 0 | 0 | 0 | 0 | 0 | 0 | 0 | 0 | 0 | 0 | 0 | 0 | 0 | "Total Rate" in $/kWh. Should remain steady (NO escalation) through drop off in June 2029.
[29 empty] | Commercial | Low economic growth | $/kWh | GS1PD | GS-1 USBC | 0.001143 | 0.001143 | 0.001143 | 0.001143 | 0.001143 | 0.001143 | 0.001143 | 0.001143 | 0.001143 | 0.001143 | 0.001143 | 0.001143 | 0.001143 | 0.001143 | 0.001143 | 0.001143 | 0.001143 | 0.001143 | 0.001143 | 0.001143 | 0.001143 | 0.001143 | 0.001143 | 0.001143 | 0.001143 | "Total Rate" in $/kWh. Should remain steady (NO escalation) through 2050.
[29 empty] | Commercial | Low economic growth | $/kW | GS1PD | GS-1 Transmission-Demand | 3.9008 | 3.9174 | 4.0049 | 4.0896 | 4.3101 | 4.4731 | 4.4728 | 4.54 | 4.5448 | 4.5227 | 4.5494 | 4.5933 | 4.6399 | 4.7351 | 4.8416 | 4.9242 | 5.0119 | 5.0928 | 5.165 | 5.2821 | 5.3857 | 5.4785 | 5.5807 | 5.6911 | 5.7807 | "Total Rate" in $/kW. Should escalate through 2050.
[29 empty] | Commercial | Low economic growth | $/kW | GS1PD | GS-1 Distribution-Demand | 4.2833 | 4.3015 | 4.3977 | 4.4906 | 4.7327 | 4.9117 | 4.9114 | 4.9852 | 4.9904 | 4.9661 | 4.9956 | 5.0437 | 5.0949 | 5.1994 | 5.3163 | 5.407 | 5.5034 | 5.5922 | 5.6715 | 5.8001 | 5.9138 | 6.0157 | 6.128 | 6.2491 | 6.3476 | "Total Rate" in $/kW. Should escalate through 2050.
[29 empty] | Commercial | Low economic growth | $/kWh | GS1PND | GS-1 Supply-Energy | 0.066245 | 0.066527 | 0.068014 | 0.069451 | 0.073196 | 0.075965 | 0.07596 | 0.077101 | 0.077182 | 0.076806 | 0.077261 | 0.078006 | 0.078798 | 0.080414 | 0.082223 | 0.083625 | 0.085116 | 0.086489 | 0.087715 | 0.089704 | 0.091463 | 0.093039 | 0.094775 | 0.096649 | 0.098172 | "Total Rate" in $/kWh. Should escalate through 2050. | http://rates.northwesternenergy.com/GSPrimaryNonDemandrates.aspx
[29 empty] | Commercial | Low economic growth | $/kWh | GS1PND | GS-1 Supply Deferred Costs | 0.001805 | 0.0018127 | 0.0018532 | 0.0018924 | 0.0019944 | 0.0020698 | 0.0020697 | 0.0021008 | 0.002103 | 0.0020928 | 0.0021052 | 0.0021254 | 0.002147 | 0.0021911 | 0.0022403 | 0.0022786 | 0.0023192 | 0.0023566 | 0.00239 | 0.0024442 | 0.0024921 | 0.0025351 | 0.0025824 | 0.0026334 | 0.0026749 | "Total Rate" in $/kWh. Should escalate through 2050.
[29 empty] | Commercial | Low economic growth | $/kWh | GS1PND | GS-1 Transmission Energy | 0.006645 | 0.0066733 | 0.0068224 | 0.0069666 | 0.0073423 | 0.00762 | 0.0076195 | 0.0077339 | 0.0077421 | 0.0077044 | 0.00775 | 0.0078247 | 0.0079042 | 0.0080663 | 0.0082477 | 0.0083884 | 0.0085379 | 0.0086757 | 0.0087986 | 0.0089981 | 0.0091746 | 0.0093326 | 0.0095068 | 0.0096948 | 0.0098475 | "Total Rate" in $/kWh. Should escalate through 2050.
[29 empty] | Commercial | Low economic growth | $/kWh | GS1PND | GS-1 Distribution Energy | 0.015236 | 0.015301 | 0.015643 | 0.015973 | 0.016835 | 0.017472 | 0.01747 | 0.017733 | 0.017751 | 0.017665 | 0.01777 | 0.017941 | 0.018123 | 0.018495 | 0.018911 | 0.019233 | 0.019576 | 0.019892 | 0.020174 | 0.020631 | 0.021036 | 0.021398 | 0.021798 | 0.022229 | 0.022579 | "Total Rate" in $/kWh. Should escalate through 2050.
[29 empty] | Commercial | Low economic growth | $/kWh | GS1PND | GS-1 CTC-QF | 0.003152 | 0.003152 | 0.003152 | 0.003152 | 0.003152 | 0.003152 | 0.003152 | 0.003152 | 0.003152 | 0.003152 | 0.003152 | 0.0013133 | 0 | 0 | 0 | 0 | 0 | 0 | 0 | 0 | 0 | 0 | 0 | 0 | 0 | "Total Rate" in $/kWh. Should remain steady (NO escalation) through drop off in June 2029.
[29 empty] | Commercial | Low economic growth | $/kWh | GS1PND | GS-1 USBC | 0.001143 | 0.001143 | 0.001143 | 0.001143 | 0.001143 | 0.001143 | 0.001143 | 0.001143 | 0.001143 | 0.001143 | 0.001143 | 0.001143 | 0.001143 | 0.001143 | 0.001143 | 0.001143 | 0.001143 | 0.001143 | 0.001143 | 0.001143 | 0.001143 | 0.001143 | 0.001143 | 0.001143 | 0.001143 | "Total Rate" in $/kWh. Should remain steady (NO escalation) through 2050.
[29 empty] | Commercial | Low economic growth | $/kWh | GS1SD | GS-1 Supply-Energy | 0.066244 | 0.066526 | 0.068013 | 0.06945 | 0.073195 | 0.075964 | 0.075959 | 0.0771 | 0.077181 | 0.076805 | 0.07726 | 0.078004 | 0.078797 | 0.080413 | 0.082221 | 0.083623 | 0.085114 | 0.086488 | 0.087714 | 0.089702 | 0.091462 | 0.093037 | 0.094773 | 0.096647 | 0.09817 | "Total Rate" in $/kWh. Should escalate through 2050. | http://rates.northwesternenergy.com/GSSecondaryDemandrates.aspx
[29 empty] | Commercial | Low economic growth | $/kWh | GS1SD | GS-1 Supply Deferred Costs | 0.001805 | 0.0018127 | 0.0018532 | 0.0018924 | 0.0019944 | 0.0020698 | 0.0020697 | 0.0021008 | 0.002103 | 0.0020928 | 0.0021052 | 0.0021254 | 0.002147 | 0.0021911 | 0.0022403 | 0.0022786 | 0.0023192 | 0.0023566 | 0.00239 | 0.0024442 | 0.0024921 | 0.0025351 | 0.0025824 | 0.0026334 | 0.0026749 | "Total Rate" in $/kWh. Should escalate through 2050.
[29 empty] | Commercial | Low economic growth | $/kWh | GS1SD | GS-1 Distribution Energy | 0.0053699 | 0.0053928 | 0.0055133 | 0.0056298 | 0.0059334 | 0.0061578 | 0.0061574 | 0.0062499 | 0.0062565 | 0.006226 | 0.0062629 | 0.0063232 | 0.0063875 | 0.0065185 | 0.0066651 | 0.0067787 | 0.0068996 | 0.0070109 | 0.0071103 | 0.0072715 | 0.0074141 | 0.0075418 | 0.0076826 | 0.0078345 | 0.0079579 | "Total Rate" in $/kWh. Should escalate through 2050.
[29 empty] | Commercial | Low economic growth | $/kWh | GS1SD | GS-1 CTC-QF | 0.003241 | 0.003241 | 0.003241 | 0.003241 | 0.003241 | 0.003241 | 0.003241 | 0.003241 | 0.003241 | 0.003241 | 0.003241 | 0.0013504 | 0 | 0 | 0 | 0 | 0 | 0 | 0 | 0 | 0 | 0 | 0 | 0 | 0 | "Total Rate" in $/kWh. Should remain steady (NO escalation) through drop off in June 2029.
[29 empty] | Commercial | Low economic growth | $/kWh | GS1SD | GS-1 USBC | 0.001143 | 0.001143 | 0.001143 | 0.001143 | 0.001143 | 0.001143 | 0.001143 | 0.001143 | 0.001143 | 0.001143 | 0.001143 | 0.001143 | 0.001143 | 0.001143 | 0.001143 | 0.001143 | 0.001143 | 0.001143 | 0.001143 | 0.001143 | 0.001143 | 0.001143 | 0.001143 | 0.001143 | 0.001143 | "Total Rate" in $/kWh. Should remain steady (NO escalation) through 2050.
[29 empty] | Commercial | Low economic growth | $/kW | GS1SD | GS-1 Transmission-Demand | 3.2093 | 3.223 | 3.295 | 3.3647 | 3.5461 | 3.6802 | 3.68 | 3.7353 | 3.7392 | 3.721 | 3.743 | 3.7791 | 3.8175 | 3.8958 | 3.9834 | 4.0513 | 4.1236 | 4.1901 | 4.2495 | 4.3458 | 4.4311 | 4.5074 | 4.5915 | 4.6823 | 4.7561 | "Total Rate" in $/kW. Should escalate through 2050.
[29 empty] | Commercial | Low economic growth | $/kW | GS1SD | GS-1 Distribution-Demand | 6.5422 | 6.5701 | 6.7169 | 6.8588 | 7.2287 | 7.5021 | 7.5016 | 7.6143 | 7.6223 | 7.5852 | 7.6301 | 7.7036 | 7.7819 | 7.9415 | 8.1201 | 8.2586 | 8.4058 | 8.5414 | 8.6625 | 8.8589 | 9.0327 | 9.1882 | 9.3597 | 9.5448 | 9.6952 | "Total Rate" in $/kW. Should escalate through 2050.
[29 empty] | Commercial | Low economic growth | $/kWh | GS1SND | GS-1 Supply-Energy | 0.064402 | 0.064676 | 0.066122 | 0.067519 | 0.07116 | 0.073851 | 0.073846 | 0.074956 | 0.075035 | 0.07467 | 0.075112 | 0.075835 | 0.076606 | 0.078177 | 0.079935 | 0.081298 | 0.082748 | 0.084083 | 0.085275 | 0.087208 | 0.088919 | 0.09045 | 0.092138 | 0.09396 | 0.09544 | "Total Rate" in $/kWh. Should escalate through 2050. | http://rates.northwesternenergy.com/GSSecondaryNonDemandrates.aspx
[29 empty] | Commercial | Low economic growth | $/kWh | GS1SND | GS-1 Supply Deferred Costs | 0.001805 | 0.0018127 | 0.0018532 | 0.0018924 | 0.0019944 | 0.0020698 | 0.0020697 | 0.0021008 | 0.002103 | 0.0020928 | 0.0021052 | 0.0021254 | 0.002147 | 0.0021911 | 0.0022403 | 0.0022786 | 0.0023192 | 0.0023566 | 0.00239 | 0.0024442 | 0.0024921 | 0.0025351 | 0.0025824 | 0.0026334 | 0.0026749 | "Total Rate" in $/kWh. Should escalate through 2050.
[29 empty] | Commercial | Low economic growth | $/kWh | GS1SND | GS-1 Transmission Energy | 0.0083987 | 0.0084345 | 0.008623 | 0.0088052 | 0.00928 | 0.009631 | 0.0096304 | 0.0097751 | 0.0097854 | 0.0097377 | 0.0097954 | 0.0098898 | 0.0099903 | 0.010195 | 0.010424 | 0.010602 | 0.010791 | 0.010965 | 0.011121 | 0.011373 | 0.011596 | 0.011796 | 0.012016 | 0.012253 | 0.012446 | "Total Rate" in $/kWh. Should escalate through 2050.
[29 empty] | Commercial | Low economic growth | $/kWh | GS1SND | GS-1 Distribution Energy | 0.041974 | 0.042153 | 0.043095 | 0.044006 | 0.046379 | 0.048133 | 0.04813 | 0.048853 | 0.048904 | 0.048666 | 0.048954 | 0.049426 | 0.049928 | 0.050952 | 0.052098 | 0.052986 | 0.053931 | 0.054801 | 0.055578 | 0.056838 | 0.057953 | 0.058951 | 0.060051 | 0.061239 | 0.062204 | "Total Rate" in $/kWh. Should escalate through 2050.
[29 empty] | Commercial | Low economic growth | $/kWh | GS1SND | GS-1 CTC-QF | 0.003241 | 0.003241 | 0.003241 | 0.003241 | 0.003241 | 0.003241 | 0.003241 | 0.003241 | 0.003241 | 0.003241 | 0.003241 | 0.0013504 | 0 | 0 | 0 | 0 | 0 | 0 | 0 | 0 | 0 | 0 | 0 | 0 | 0 | "Total Rate" in $/kWh. Should remain steady (NO escalation) through drop off in June 2029.
[29 empty] | Commercial | Low economic growth | $/kWh | GS1SND | GS-1 USBC | 0.001143 | 0.001143 | 0.001143 | 0.001143 | 0.001143 | 0.001143 | 0.001143 | 0.001143 | 0.001143 | 0.001143 | 0.001143 | 0.001143 | 0.001143 | 0.001143 | 0.001143 | 0.001143 | 0.001143 | 0.001143 | 0.001143 | 0.001143 | 0.001143 | 0.001143 | 0.001143 | 0.001143 | 0.001143 | "Total Rate" in $/kWh. Should remain steady (NO escalation) through 2050.
[29 empty] | Residential | Low economic growth | $/kWh | Residential | Residential Supply-Energy | 0.066245 | 0.067555 | 0.070082 | 0.072507 | 0.076072 | 0.080052 | 0.081097 | 0.0832 | 0.084354 | 0.084958 | 0.086482 | 0.08825 | 0.090195 | 0.092764 | 0.095665 | 0.098332 | 0.10107 | 0.10375 | 0.10634 | 0.10975 | 0.1129 | 0.11604 | 0.11953 | 0.1233 | 0.12696 | "Total Rate" in $/kWh. Should escalate through 2050. | http://rates.northwesternenergy.com/residentialelectricrates.aspx
[29 empty] | Residential | Low economic growth | $/kWh | Residential | Residential Supply Deferred Costs | 0.001805 | 0.0018407 | 0.0019096 | 0.0019756 | 0.0020728 | 0.0021812 | 0.0022097 | 0.002267 | 0.0022984 | 0.0023149 | 0.0023564 | 0.0024046 | 0.0024576 | 0.0025276 | 0.0026066 | 0.0026793 | 0.0027538 | 0.002827 | 0.0028974 | 0.0029903 | 0.0030761 | 0.0031618 | 0.003257 | 0.0033596 | 0.0034593 | "Total Rate" in $/kWh. Should escalate through 2050.
[29 empty] | Residential | Low economic growth | $/kWh | Residential | Residential Transmission Energy | 0.009647 | 0.0098378 | 0.010206 | 0.010559 | 0.011078 | 0.011658 | 0.01181 | 0.012116 | 0.012284 | 0.012372 | 0.012594 | 0.012851 | 0.013135 | 0.013509 | 0.013931 | 0.01432 | 0.014718 | 0.015109 | 0.015486 | 0.015982 | 0.016441 | 0.016899 | 0.017407 | 0.017955 | 0.018488 | "Total Rate" in $/kWh. Should escalate through 2050.
[29 empty] | Residential | Low economic growth | $/kWh | Residential | Residential Distribution Energy | 0.031746 | 0.032374 | 0.033585 | 0.034747 | 0.036456 | 0.038363 | 0.038864 | 0.039872 | 0.040425 | 0.040714 | 0.041444 | 0.042292 | 0.043224 | 0.044455 | 0.045845 | 0.047124 | 0.048434 | 0.049722 | 0.05096 | 0.052593 | 0.054103 | 0.05561 | 0.057284 | 0.059088 | 0.060842 | "Total Rate" in $/kWh. Should escalate through 2050.
[29 empty] | Residential | Low economic growth | $/kWh | Residential | Residential BPA Exchange Credit | -0.002818 | -0.002818 | -0.002818 | -0.002818 | -0.002818 | -0.002818 | -0.002818 | -0.002818 | -0.002818 | -0.002818 | -0.002818 | -0.002818 | -0.002818 | -0.002818 | -0.002818 | -0.002818 | -0.002818 | -0.002818 | -0.002818 | -0.002818 | -0.002818 | -0.002818 | -0.002818 | -0.002818 | -0.002818 | "Total Rate" in $/kWh. Should remain steady (NO escalation) through 2050.
[29 empty] | Residential | Low economic growth | $/kWh | Residential | Residential CTC-QF | 0.003241 | 0.003241 | 0.003241 | 0.003241 | 0.003241 | 0.003241 | 0.003241 | 0.003241 | 0.003241 | 0.003241 | 0.003241 | 0.0013504 | 0 | 0 | 0 | 0 | 0 | 0 | 0 | 0 | 0 | 0 | 0 | 0 | 0 | "Total Rate" in $/kWh. Should remain steady (NO escalation) through drop off in June 2029.
[29 empty] | Residential | Low economic growth | $/kWh | Residential | Residential USBC | 0.001334 | 0.001334 | 0.001334 | 0.001334 | 0.001334 | 0.001334 | 0.001334 | 0.001334 | 0.001334 | 0.001334 | 0.001334 | 0.001334 | 0.001334 | 0.001334 | 0.001334 | 0.001334 | 0.001334 | 0.001334 | 0.001334 | 0.001334 | 0.001334 | 0.001334 | 0.001334 | 0.001334 | 0.001334 | "Total Rate" in $/kWh. Should remain steady (NO escalation) through 2050.
Retail Rate Growth Rate Derivation
Electricity End-Use Prices Residential (Region Western Electricity Coordinating Council per Northwest Power Pool Area)
https://www.eia.gov/outlooks/aeo/data/browser/#/?id=62-AEO2017&region=3-21&cases=ref_no_cpp~highmacro~lowmacro&start=2015&end=2050&f=A&linechart=~~~ref_no_cpp-d120816a.108-62-AEO2017.3-21~highmacro-d120816a.108-62-AEO2017.3-21~lowmacro-d120816a.108-62-AEO2017.3-21&map=&chartindexed=1&sourcekey=0
[29 empty] | (2016 cents per kilowatthour) |  | 2015 | 2016 | 2017 | 2018 | 2019 | 2020 | 2021 | 2022 | 2023 | 2024 | 2025 | 2026 | 2027 | 2028 | 2029 | 2030 | 2031 | 2032 | 2033 | 2034 | 2035 | 2036 | 2037 | 2038 | 2039 | 2040 | 2041 | 2042 | 2043 | 2044 | 2045 | 2046 | 2047 | 2048 | 2049 | 2050
[29 empty] | Residential | Reference case without Clean Power Plan | 10.1593 | 10.3869 | 10.304 | 9.7591 | 9.676 | 9.6799 | 9.8248 | 9.907 | 10.0178 | 10.0626 | 10.2094 | 10.2141 | 10.2175 | 10.274 | 10.3194 | 10.387 | 10.4877 | 10.6463 | 10.7649 | 10.8657 | 10.9928 | 11.0902 | 11.2258 | 11.3486 | 11.4537 | 11.6066 | 11.7767 | 11.9457 | 12.1294 | 12.3437 | 12.5861 | 12.8226 | 13.0889 | 13.4044 | 13.7113 | 13.992
[29 empty] | Residential | High economic growth | 10.1593 | 10.3856 | 10.2542 | 9.7539 | 9.6752 | 9.7115 | 9.9206 | 10.1797 | 10.4862 | 10.5157 | 10.6758 | 10.6992 | 10.679 | 10.7393 | 10.7989 | 10.884 | 11.011 | 11.1931 | 11.329 | 11.4745 | 11.6288 | 11.7444 | 11.8945 | 12.0287 | 12.1464 | 12.3093 | 12.4849 | 12.6955 | 12.9171 | 13.171 | 13.4363 | 13.6585 | 13.8639 | 14.131 | 14.4854 | 14.8497
[29 empty] | Residential | Low economic growth | 10.1593 | 10.3869 | 10.2551 | 9.8987 | 9.8966 | 10.0655 | 10.2096 | 10.5014 | 10.8342 | 10.7605 | 10.8231 | 10.758 | 10.6226 | 10.601 | 10.6057 | 10.6269 | 10.7153 | 10.8337 | 10.9174 | 11.0009 | 11.0721 | 11.1254 | 11.2566 | 11.3528 | 11.4403 | 11.5535 | 11.6837 | 11.7947 | 11.9095 | 11.9887 | 12.144 | 12.3299 | 12.5543 | 12.7804 | 12.9884 | 13.1731
[29 empty] | Commercial | Reference case without Clean Power Plan | 8.7485 | 9.0951 | 8.9015 | 8.304 | 8.1127 | 8.0249 | 8.0842 | 8.0964 | 8.1185 | 8.0687 | 8.0736 | 8.0064 | 7.9431 | 7.9057 | 7.8638 | 7.8471 | 7.8538 | 7.9088 | 7.9141 | 7.9064 | 7.9127 | 7.9047 | 7.923 | 7.9204 | 7.9169 | 7.8903 | 7.8519 | 7.8087 | 7.7889 | 7.7924 | 7.7949 | 7.7898 | 7.7993 | 7.8289 | 7.8442 | 7.8336
[29 empty] | Commercial | High economic growth | 8.7485 | 9.0941 | 8.857 | 8.3082 | 8.1194 | 8.0222 | 8.1098 | 8.3484 | 8.4698 | 8.3903 | 8.4333 | 8.3603 | 8.2523 | 8.2059 | 8.1599 | 8.1283 | 8.1403 | 8.1955 | 8.2104 | 8.2305 | 8.2575 | 8.2556 | 8.2724 | 8.2617 | 8.2691 | 8.273 | 8.2804 | 8.3029 | 8.3325 | 8.3753 | 8.4025 | 8.382 | 8.3104 | 8.2964 | 8.3134 | 8.317
[29 empty] | Commercial | Low economic growth | 8.7485 | 9.0954 | 8.8428 | 8.4093 | 8.2795 | 8.2986 | 8.3078 | 8.5841 | 8.7341 | 8.5623 | 8.5205 | 8.3622 | 8.1583 | 8.0457 | 7.964 | 7.8872 | 7.8911 | 7.9103 | 7.8875 | 7.8707 | 7.8409 | 7.7961 | 7.8165 | 7.8136 | 7.7923 | 7.7821 | 7.7803 | 7.748 | 7.6995 | 7.6493 | 7.6241 | 7.6408 | 7.6542 | 7.665 | 7.6658 | 7.6449
[29 empty] | Industrial | Reference case without Clean Power Plan | 5.6052 | 6.0756 | 5.9135 | 5.3507 | 5.1533 | 5.1207 | 5.1977 | 5.2044 | 5.2316 | 5.2123 | 5.2199 | 5.1726 | 5.1409 | 5.1286 | 5.1134 | 5.1022 | 5.1215 | 5.1816 | 5.1909 | 5.1953 | 5.2132 | 5.2232 | 5.2444 | 5.2481 | 5.2525 | 5.2475 | 5.2158 | 5.1862 | 5.1712 | 5.1871 | 5.186 | 5.1865 | 5.1987 | 5.218 | 5.2364 | 5.2315
[29 empty] | Industrial | High economic growth | 5.6052 | 6.0752 | 5.8818 | 5.3626 | 5.1615 | 5.1134 | 5.2185 | 5.4586 | 5.5188 | 5.4727 | 5.5103 | 5.4376 | 5.3718 | 5.3541 | 5.3361 | 5.314 | 5.345 | 5.4013 | 5.4114 | 5.4478 | 5.4758 | 5.4958 | 5.5161 | 5.5154 | 5.5375 | 5.5548 | 5.5691 | 5.6028 | 5.6392 | 5.6889 | 5.7115 | 5.7096 | 5.6437 | 5.6467 | 5.6667 | 5.6791
[29 empty] | Industrial | Low economic growth | 5.6052 | 6.0766 | 5.8505 | 5.4 | 5.2263 | 5.2871 | 5.2736 | 5.606 | 5.6409 | 5.5224 | 5.5013 | 5.3668 | 5.2292 | 5.1611 | 5.1241 | 5.066 | 5.1113 | 5.1136 | 5.1179 | 5.1127 | 5.096 | 5.0759 | 5.0939 | 5.0943 | 5.0882 | 5.0911 | 5.0976 | 5.0845 | 5.0402 | 5.0354 | 5.0106 | 5.042 | 5.0469 | 5.0601 | 5.0569 | 5.0439
[29 empty] | Transportation | Reference case without Clean Power Plan | 9.8118 | 9.0848 | 9.5772 | 9.2649 | 9.5919 | 9.8224 | 10.1791 | 10.4076 | 10.5744 | 10.5822 | 10.6499 | 10.6247 | 10.5078 | 10.4569 | 10.3649 | 10.3207 | 10.2736 | 10.2883 | 10.2638 | 10.2087 | 10.1817 | 10.1239 | 10.1128 | 10.0801 | 10.0287 | 9.9824 | 9.9195 | 9.8403 | 9.7702 | 9.7336 | 9.731 | 9.7091 | 9.7003 | 9.7085 | 9.7075 | 9.6739
[29 empty] | Transportation | High economic growth | 9.8118 | 9.0824 | 9.5294 | 9.2633 | 9.5974 | 9.8251 | 10.1993 | 10.6384 | 10.9602 | 10.9468 | 11.0223 | 11.001 | 10.8736 | 10.7951 | 10.7104 | 10.6527 | 10.607 | 10.6308 | 10.6028 | 10.5684 | 10.5664 | 10.5062 | 10.4993 | 10.4504 | 10.3978 | 10.3517 | 10.3109 | 10.2924 | 10.2954 | 10.3015 | 10.323 | 10.3107 | 10.2364 | 10.1811 | 10.1732 | 10.1447
[29 empty] | Transportation | Low economic growth | 9.8118 | 9.0838 | 9.5253 | 9.4023 | 9.8163 | 10.1815 | 10.5828 | 10.9759 | 11.4099 | 11.2742 | 11.2501 | 11.1316 | 10.8867 | 10.7205 | 10.5813 | 10.4774 | 10.3863 | 10.3888 | 10.3101 | 10.2528 | 10.1873 | 10.0922 | 10.0814 | 10.035 | 9.978 | 9.9252 | 9.8945 | 9.8644 | 9.8058 | 9.6678 | 9.6397 | 9.6211 | 9.642 | 9.6428 | 9.6232 | 9.5767
[29 empty] | All Sectors Average | Reference case without Clean Power Plan | 8.2159 | 8.6246 | 8.475 | 7.89 | 7.7172 | 7.6698 | 7.7553 | 7.7855 | 7.8314 | 7.8219 | 7.8849 | 7.8626 | 7.8365 | 7.8501 | 7.8541 | 7.875 | 7.9248 | 8.0231 | 8.0716 | 8.105 | 8.1563 | 8.1913 | 8.2505 | 8.291 | 8.3268 | 8.3608 | 8.3855 | 8.4086 | 8.4476 | 8.5146 | 8.5876 | 8.6554 | 8.741 | 8.8495 | 8.9483 | 9.0181
[29 empty] | All Sectors Average | High economic growth | 8.2159 | 8.6238 | 8.4287 | 7.8869 | 7.7115 | 7.6592 | 7.7769 | 8.0131 | 8.1647 | 8.1295 | 8.2158 | 8.1863 | 8.1245 | 8.1306 | 8.1295 | 8.1412 | 8.1978 | 8.2969 | 8.3445 | 8.4033 | 8.4693 | 8.5105 | 8.569 | 8.6028 | 8.6454 | 8.6985 | 8.7545 | 8.8332 | 8.9164 | 9.0176 | 9.1076 | 9.1623 | 9.1694 | 9.2346 | 9.3412 | 9.4403
[29 empty] | All Sectors Average | Low economic growth | 8.2159 | 8.6252 | 8.4181 | 7.998 | 7.885 | 7.9567 | 7.9912 | 8.2843 | 8.4474 | 8.3218 | 8.3312 | 8.2194 | 8.0676 | 8.005 | 7.9714 | 7.939 | 7.9878 | 8.0388 | 8.0598 | 8.0783 | 8.0874 | 8.0853 | 8.1428 | 8.1721 | 8.1913 | 8.2232 | 8.2657 | 8.2854 | 8.2888 | 8.2912 | 8.3252 | 8.4002 | 8.4767 | 8.5551 | 8.6166 | 8.6575
[29 empty] | (nominal cents per kilowatthour) - Directly from EIA |  | 2015 | 2016 | 2017 | 2018 | 2019 | 2020 | 2021 | 2022 | 2023 | 2024 | 2025 | 2026 | 2027 | 2028 | 2029 | 2030 | 2031 | 2032 | 2033 | 2034 | 2035 | 2036 | 2037 | 2038 | 2039 | 2040 | 2041 | 2042 | 2043 | 2044 | 2045 | 2046 | 2047 | 2048 | 2049 | 2050
[29 empty] | Residential | Reference case without Clean Power Plan | 10.0173 | 10.3869 | 10.5261 | 10.1658 | 10.2909 | 10.5225 | 10.9118 | 11.2342 | 11.5918 | 11.885 | 12.321 | 12.601 | 12.894 | 13.2599 | 13.6224 | 14.0236 | 14.4782 | 15.0156 | 15.4987 | 15.9547 | 16.4499 | 16.9096 | 17.4364 | 17.959 | 18.4741 | 19.088 | 19.76 | 20.4562 | 21.2048 | 22.0388 | 22.957 | 23.8999 | 24.9329 | 26.0889 | 27.2644 | 28.4171
[29 empty] | Residential | High economic growth | 10.0173 | 10.3856 | 10.4701 | 10.1358 | 10.2381 | 10.4723 | 10.9016 | 11.3995 | 11.9635 | 12.213 | 12.6309 | 12.9086 | 13.1463 | 13.4905 | 13.8394 | 14.2215 | 14.6617 | 15.1755 | 15.6265 | 16.0909 | 16.5771 | 17.0181 | 17.522 | 18.0219 | 18.5267 | 19.1312 | 19.7918 | 20.5444 | 21.3451 | 22.2383 | 23.1778 | 24.0764 | 24.9648 | 25.9828 | 27.1898 | 28.4437
[29 empty] | Residential | Low economic growth | 10.0173 | 10.3869 | 10.4889 | 10.3656 | 10.6454 | 11.1571 | 11.68 | 12.4089 | 13.22 | 13.5605 | 14.0971 | 14.4857 | 14.8049 | 15.2841 | 15.8173 | 16.3932 | 17.0898 | 17.8481 | 18.5676 | 19.3168 | 20.0754 | 20.8441 | 21.7968 | 22.7286 | 23.6796 | 24.7231 | 25.8619 | 27.0093 | 28.2279 | 29.414 | 30.844 | 32.4295 | 34.2011 | 36.0674 | 37.9691 | 39.8885
[29 empty] | Commercial | Reference case without Clean Power Plan | 8.6262 | 9.0951 | 9.0934 | 8.6501 | 8.6283 | 8.7235 | 8.9786 | 9.1811 | 9.3941 | 9.5301 | 9.7435 | 9.8773 | 10.0238 | 10.2034 | 10.3808 | 10.5944 | 10.8422 | 11.1546 | 11.3943 | 11.6094 | 11.8408 | 12.0526 | 12.3063 | 12.5339 | 12.7695 | 12.9763 | 13.1746 | 13.3718 | 13.6167 | 13.9128 | 14.2179 | 14.5193 | 14.8568 | 15.2372 | 15.598 | 15.9098
[29 empty] | Commercial | High economic growth | 8.6262 | 9.0941 | 9.0435 | 8.6335 | 8.5917 | 8.6508 | 8.9118 | 9.3487 | 9.663 | 9.7445 | 9.9778 | 10.0867 | 10.1589 | 10.3081 | 10.4573 | 10.6207 | 10.8392 | 11.1115 | 11.325 | 11.5418 | 11.7712 | 11.9627 | 12.1862 | 12.378 | 12.6128 | 12.8579 | 13.1265 | 13.4361 | 13.7693 | 14.1411 | 14.4945 | 14.7754 | 14.9646 | 15.2545 | 15.6046 | 15.9306
[29 empty] | Commercial | Low economic growth | 8.6262 | 9.0954 | 9.0444 | 8.8059 | 8.906 | 9.1986 | 9.5044 | 10.1433 | 10.6574 | 10.7903 | 11.098 | 11.2598 | 11.3705 | 11.6 | 11.8775 | 12.1669 | 12.5855 | 13.0319 | 13.4145 | 13.8204 | 14.2167 | 14.6065 | 15.1356 | 15.643 | 16.1289 | 16.6528 | 17.2217 | 17.7425 | 18.2495 | 18.7674 | 19.3642 | 20.0966 | 20.852 | 21.6312 | 22.4095 | 23.1488
[29 empty] | Industrial | Reference case without Clean Power Plan | 5.5269 | 6.0756 | 6.041 | 5.5738 | 5.4808 | 5.5664 | 5.7727 | 5.9017 | 6.0535 | 6.1564 | 6.2995 | 6.3813 | 6.4875 | 6.6192 | 6.7501 | 6.8885 | 7.0702 | 7.3082 | 7.4735 | 7.6286 | 7.8013 | 7.964 | 8.1458 | 8.3051 | 8.472 | 8.6299 | 8.7515 | 8.8811 | 9.0403 | 9.2612 | 9.4592 | 9.667 | 9.903 | 10.1558 | 10.4124 | 10.625
[29 empty] | Industrial | High economic growth | 5.5269 | 6.0752 | 6.0056 | 5.5726 | 5.4618 | 5.514 | 5.7346 | 6.1127 | 6.2963 | 6.356 | 6.5194 | 6.5605 | 6.6129 | 6.7257 | 6.8384 | 6.9435 | 7.1171 | 7.323 | 7.4642 | 7.6395 | 7.8059 | 7.9636 | 8.1258 | 8.2634 | 8.4462 | 8.6333 | 8.8285 | 9.0668 | 9.3187 | 9.6053 | 9.8524 | 10.0645 | 10.1626 | 10.3826 | 10.6367 | 10.878
[29 empty] | Industrial | Low economic growth | 5.5269 | 6.0766 | 5.9838 | 5.6547 | 5.6217 | 5.8605 | 6.0332 | 6.6242 | 6.8831 | 6.9594 | 7.1655 | 7.2264 | 7.2881 | 7.441 | 7.642 | 7.8149 | 8.1519 | 8.4245 | 8.7041 | 8.9776 | 9.2398 | 9.5101 | 9.8636 | 10.199 | 10.5318 | 10.8944 | 11.2835 | 11.6432 | 11.9463 | 12.3543 | 12.7261 | 13.2613 | 13.7491 | 14.28 | 14.7828 | 15.273
[29 empty] | Transportation | Reference case without Clean Power Plan | 9.6747 | 9.0848 | 9.7837 | 9.651 | 10.2016 | 10.6775 | 11.3052 | 11.8019 | 12.2358 | 12.4988 | 12.8526 | 13.1075 | 13.2603 | 13.496 | 13.6824 | 13.9341 | 14.1826 | 14.5107 | 14.7773 | 14.9899 | 15.2363 | 15.4363 | 15.7075 | 15.9517 | 16.1757 | 16.4168 | 16.6438 | 16.8508 | 17.0803 | 17.3786 | 17.7492 | 18.0967 | 18.478 | 18.8955 | 19.3029 | 19.6474
[29 empty] | Transportation | High economic growth | 9.6747 | 9.0824 | 9.7301 | 9.626 | 10.1558 | 10.5949 | 11.2079 | 11.9132 | 12.5042 | 12.7136 | 13.0409 | 13.2727 | 13.3858 | 13.5606 | 13.7259 | 13.9192 | 14.1236 | 14.4132 | 14.6249 | 14.8203 | 15.0626 | 15.2239 | 15.4667 | 15.6572 | 15.8596 | 16.0886 | 16.3454 | 16.6557 | 17.0129 | 17.3933 | 17.8073 | 18.1751 | 18.4326 | 18.7201 | 19.0955 | 19.4316
[29 empty] | Transportation | Low economic growth | 9.6747 | 9.0838 | 9.7425 | 9.8457 | 10.559 | 11.2857 | 12.107 | 12.9695 | 13.9225 | 14.2079 | 14.6533 | 14.9888 | 15.1731 | 15.4564 | 15.7809 | 16.1626 | 16.5651 | 17.1151 | 17.5346 | 18.0031 | 18.4711 | 18.9083 | 19.5212 | 20.0904 | 20.6531 | 21.2387 | 21.9014 | 22.5891 | 23.2419 | 23.7198 | 24.4836 | 25.305 | 26.2673 | 27.2128 | 28.1316 | 28.9985
[29 empty] | All Sectors Average | Reference case without Clean Power Plan | 8.1011 | 8.6246 | 8.6577 | 8.2188 | 8.2077 | 8.3375 | 8.6133 | 8.8285 | 9.0618 | 9.2386 | 9.5157 | 9.6999 | 9.8893 | 10.1316 | 10.368 | 10.6321 | 10.9401 | 11.3158 | 11.621 | 11.9011 | 12.2053 | 12.4896 | 12.8149 | 13.1204 | 13.4306 | 13.75 | 14.07 | 14.3992 | 14.7682 | 15.2021 | 15.6636 | 16.1327 | 16.6506 | 17.2237 | 17.7933 | 18.3153
[29 empty] | All Sectors Average | High economic growth | 8.1011 | 8.6238 | 8.6062 | 8.1957 | 8.1602 | 8.2593 | 8.5459 | 8.9733 | 9.315 | 9.4416 | 9.7204 | 9.8768 | 10.0016 | 10.2136 | 10.4184 | 10.6376 | 10.9157 | 11.2489 | 11.5099 | 11.7841 | 12.0731 | 12.332 | 12.6231 | 12.8891 | 13.1867 | 13.5193 | 13.8781 | 14.2944 | 14.7341 | 15.2256 | 15.7107 | 16.1507 | 16.5113 | 16.9797 | 17.534 | 18.0823
[29 empty] | All Sectors Average | Low economic growth | 8.1011 | 8.6252 | 8.61 | 8.3752 | 8.4816 | 8.8196 | 9.1422 | 9.789 | 10.3075 | 10.4873 | 10.8515 | 11.0675 | 11.244 | 11.5413 | 11.8885 | 12.2469 | 12.7398 | 13.2436 | 13.7075 | 14.1849 | 14.6638 | 15.1484 | 15.7673 | 16.3609 | 16.9548 | 17.5967 | 18.296 | 18.9731 | 19.6461 | 20.3424 | 21.1448 | 22.0939 | 23.0927 | 24.1433 | 25.1889 | 26.215
[29 empty] | (nominal cents per kilowatthour) - Navigant calculated based on model inflation rate |  | 2015 | 2016 | 2017 | 2018 | 2019 | 2020 | 2021 | 2022 | 2023 | 2024 | 2025 | 2026 | 2027 | 2028 | 2029 | 2030 | 2031 | 2032 | 2033 | 2034 | 2035 | 2036 | 2037 | 2038 | 2039 | 2040 | 2041 | 2042 | 2043 | 2044 | 2045 | 2046 | 2047 | 2048 | 2049 | 2050
[29 empty] | Residential | Reference case without Clean Power Plan | 9.9601 | 10.3869 | 10.5101 | 10.1533 | 10.2682 | 10.4778 | 10.8474 | 11.1568 | 11.5073 | 11.7899 | 12.2012 | 12.451 | 12.7042 | 13.0299 | 13.3493 | 13.7054 | 14.1151 | 14.6151 | 15.0734 | 15.5189 | 16.0144 | 16.4794 | 17.0146 | 17.5446 | 18.0613 | 18.6684 | 19.3209 | 19.9901 | 20.7036 | 21.4907 | 22.351 | 23.2264 | 24.1829 | 25.2612 | 26.3563 | 27.4337
[29 empty] | Residential | High economic growth | 9.9601 | 10.3856 | 10.4592 | 10.1479 | 10.2674 | 10.512 | 10.9531 | 11.464 | 12.0453 | 12.3209 | 12.7585 | 13.0423 | 13.278 | 13.62 | 13.9695 | 14.3612 | 14.8194 | 15.3657 | 15.8634 | 16.3884 | 16.9409 | 17.4516 | 18.0281 | 18.5962 | 19.1536 | 19.7988 | 20.4828 | 21.2448 | 22.0481 | 22.931 | 23.8608 | 24.7405 | 25.6148 | 26.6305 | 27.8442 | 29.1154
[29 empty] | Residential | Low economic growth | 9.9601 | 10.3869 | 10.4602 | 10.2986 | 10.5023 | 10.8952 | 11.2722 | 11.8263 | 12.4451 | 12.6076 | 12.9346 | 13.1139 | 13.2078 | 13.4447 | 13.7196 | 14.0219 | 14.4214 | 14.8724 | 15.287 | 15.712 | 16.1299 | 16.5317 | 17.0613 | 17.5511 | 18.0401 | 18.583 | 19.1684 | 19.7374 | 20.3281 | 20.8726 | 21.5658 | 22.3338 | 23.1952 | 24.0852 | 24.9668 | 25.8283
[29 empty] | Commercial | Reference case without Clean Power Plan | 8.5769 | 9.0951 | 9.0795 | 8.6395 | 8.6092 | 8.6864 | 8.9256 | 9.1179 | 9.3256 | 9.4538 | 9.6487 | 9.7597 | 9.8762 | 10.0264 | 10.1727 | 10.354 | 10.5702 | 10.8571 | 11.0817 | 11.2922 | 11.5273 | 11.746 | 12.0086 | 12.2447 | 12.4841 | 12.6911 | 12.8818 | 13.0672 | 13.2949 | 13.5668 | 13.8426 | 14.1102 | 14.4099 | 14.7538 | 15.0785 | 15.3592
[29 empty] | Commercial | High economic growth | 8.5769 | 9.0941 | 9.0342 | 8.6438 | 8.6163 | 8.6835 | 8.9539 | 9.4017 | 9.7291 | 9.8306 | 10.0786 | 10.1912 | 10.2607 | 10.4071 | 10.5557 | 10.7251 | 10.9558 | 11.2507 | 11.4966 | 11.7552 | 12.0296 | 12.2674 | 12.5382 | 12.7724 | 13.0396 | 13.3067 | 13.5849 | 13.8942 | 14.2227 | 14.5816 | 14.9216 | 15.1829 | 15.3542 | 15.6348 | 15.9802 | 16.3069
[29 empty] | Commercial | Low economic growth | 8.5769 | 9.0954 | 9.0197 | 8.749 | 8.7863 | 8.9827 | 9.1725 | 9.6671 | 10.0327 | 10.0321 | 10.1828 | 10.1935 | 10.1439 | 10.2039 | 10.3023 | 10.4069 | 10.6204 | 10.8592 | 11.0444 | 11.2413 | 11.4226 | 11.5846 | 11.8473 | 12.0796 | 12.2877 | 12.517 | 12.7645 | 12.9656 | 13.1422 | 13.3176 | 13.5392 | 13.8403 | 14.1418 | 14.445 | 14.7355 | 14.9891
[29 empty] | Industrial | Reference case without Clean Power Plan | 5.4953 | 6.0756 | 6.0318 | 5.5669 | 5.4687 | 5.5428 | 5.7386 | 5.8611 | 6.0094 | 6.1071 | 6.2383 | 6.3053 | 6.392 | 6.5043 | 6.6148 | 6.7322 | 6.8929 | 7.1133 | 7.2684 | 7.4202 | 7.5947 | 7.7614 | 7.9488 | 8.1135 | 8.2827 | 8.4403 | 8.557 | 8.6788 | 8.8266 | 9.0309 | 9.2095 | 9.3946 | 9.6051 | 9.8336 | 10.0656 | 10.2574
[29 empty] | Industrial | High economic growth | 5.4953 | 6.0752 | 5.9994 | 5.5792 | 5.4775 | 5.5349 | 5.7617 | 6.1473 | 6.3394 | 6.4122 | 6.5853 | 6.6284 | 6.6792 | 6.7903 | 6.9028 | 7.0117 | 7.1937 | 7.4148 | 7.5773 | 7.7808 | 7.9773 | 8.1664 | 8.3605 | 8.5267 | 8.7321 | 8.9346 | 9.1368 | 9.3759 | 9.6255 | 9.9045 | 10.1428 | 10.3421 | 10.4272 | 10.6414 | 10.8927 | 11.1349
[29 empty] | Industrial | Low economic growth | 5.4953 | 6.0766 | 5.9675 | 5.6182 | 5.5462 | 5.723 | 5.8225 | 6.3132 | 6.4796 | 6.4704 | 6.5746 | 6.5421 | 6.5019 | 6.5455 | 6.6285 | 6.6845 | 6.8791 | 7.0199 | 7.1662 | 7.3022 | 7.4239 | 7.5426 | 7.7206 | 7.8757 | 8.0235 | 8.1887 | 8.3631 | 8.5084 | 8.603 | 8.7668 | 8.898 | 9.1329 | 9.3247 | 9.536 | 9.7205 | 9.8894
[29 empty] | Transportation | Reference case without Clean Power Plan | 9.6195 | 9.0848 | 9.7688 | 9.6392 | 10.179 | 10.6321 | 11.2385 | 11.7207 | 12.1467 | 12.3988 | 12.7276 | 12.9515 | 13.0651 | 13.2619 | 13.4082 | 13.6179 | 13.8268 | 14.1237 | 14.3718 | 14.5805 | 14.8329 | 15.0436 | 15.3276 | 15.5836 | 15.8142 | 16.056 | 16.274 | 16.4669 | 16.6766 | 16.9464 | 17.2807 | 17.5867 | 17.9222 | 18.296 | 18.66 | 18.9675
[29 empty] | Transportation | High economic growth | 9.6195 | 9.0824 | 9.72 | 9.6375 | 10.1849 | 10.635 | 11.2608 | 11.9806 | 12.5898 | 12.826 | 13.1727 | 13.4102 | 13.5199 | 13.6908 | 13.855 | 14.056 | 14.2756 | 14.5938 | 14.8465 | 15.0943 | 15.3933 | 15.6117 | 15.9135 | 16.1561 | 16.3963 | 16.65 | 16.9161 | 17.2235 | 17.5731 | 17.9351 | 18.3321 | 18.6764 | 18.9126 | 19.1868 | 19.5552 | 19.8905
[29 empty] | Transportation | Low economic growth | 9.6195 | 9.0838 | 9.7159 | 9.7822 | 10.4172 | 11.0207 | 11.6843 | 12.3606 | 13.1064 | 13.2095 | 13.4449 | 13.5694 | 13.5363 | 13.5962 | 13.688 | 13.8247 | 13.9786 | 14.2616 | 14.4366 | 14.6435 | 14.8409 | 14.9964 | 15.28 | 15.5139 | 15.7344 | 15.964 | 16.233 | 16.5073 | 16.7375 | 16.8319 | 17.1186 | 17.4273 | 17.8145 | 18.1723 | 18.4981 | 18.7768
[29 empty] | All Sectors Average | Reference case without Clean Power Plan | 8.0548 | 8.6246 | 8.6445 | 8.2087 | 8.1896 | 8.3021 | 8.5625 | 8.7677 | 8.9958 | 9.1646 | 9.4232 | 9.5845 | 9.7437 | 9.9559 | 10.1602 | 10.3909 | 10.6657 | 11.014 | 11.3021 | 11.576 | 11.8821 | 12.1719 | 12.505 | 12.8177 | 13.1305 | 13.4478 | 13.7573 | 14.0711 | 14.4191 | 14.8241 | 15.2502 | 15.6781 | 16.1497 | 16.6772 | 17.2007 | 17.6815
[29 empty] | All Sectors Average | High economic growth | 8.0548 | 8.6238 | 8.5973 | 8.2055 | 8.1835 | 8.2906 | 8.5863 | 9.0241 | 9.3787 | 9.525 | 9.8187 | 9.9791 | 10.1019 | 10.3116 | 10.5164 | 10.7421 | 11.0332 | 11.3898 | 11.6843 | 12.002 | 12.3382 | 12.6461 | 12.9878 | 13.2998 | 13.633 | 13.9911 | 14.3626 | 14.7817 | 15.2193 | 15.6999 | 16.1736 | 16.5962 | 16.9412 | 17.403 | 17.956 | 18.5093
[29 empty] | All Sectors Average | Low economic growth | 8.0548 | 8.6252 | 8.5865 | 8.3211 | 8.3677 | 8.6126 | 8.823 | 9.3295 | 9.7033 | 9.7503 | 9.9566 | 10.0194 | 10.0311 | 10.1523 | 10.3118 | 10.4753 | 10.7506 | 11.0356 | 11.2856 | 11.5378 | 11.7819 | 12.0144 | 12.3417 | 12.6339 | 12.9169 | 13.2265 | 13.5607 | 13.8649 | 14.148 | 14.4353 | 14.7842 | 15.2158 | 15.6615 | 16.1225 | 16.5631 | 16.9745
[29 empty] | Nominal Growth Factors from 2018 - based on Navigant's nominal values |  |  |  |  | 2018 | 2019 | 2020 | 2021 | 2022 | 2023 | 2024 | 2025 | 2026 | 2027 | 2028 | 2029 | 2030 | 2031 | 2032 | 2033 | 2034 | 2035 | 2036 | 2037 | 2038 | 2039 | 2040 | 2041 | 2042 | 2043 | 2044 | 2045 | 2046 | 2047 | 2048 | 2049 | 2050
[29 empty] | Residential | Reference case without Clean Power Plan |  |  |  | 100% | 101.1% | 103.2% | 106.8% | 109.9% | 113.3% | 116.1% | 120.2% | 122.6% | 125.1% | 128.3% | 131.5% | 135% | 139% | 143.9% | 148.5% | 152.8% | 157.7% | 162.3% | 167.6% | 172.8% | 177.9% | 183.9% | 190.3% | 196.9% | 203.9% | 211.7% | 220.1% | 228.8% | 238.2% | 248.8% | 259.6% | 270.2%
[29 empty] | Residential | High economic growth |  |  |  | 100% | 101.2% | 103.6% | 107.9% | 113% | 118.7% | 121.4% | 125.7% | 128.5% | 130.8% | 134.2% | 137.7% | 141.5% | 146% | 151.4% | 156.3% | 161.5% | 166.9% | 172% | 177.7% | 183.3% | 188.7% | 195.1% | 201.8% | 209.4% | 217.3% | 226% | 235.1% | 243.8% | 252.4% | 262.4% | 274.4% | 286.9%
[29 empty] | Residential | Low economic growth |  |  |  | 100% | 102% | 105.8% | 109.5% | 114.8% | 120.8% | 122.4% | 125.6% | 127.3% | 128.2% | 130.5% | 133.2% | 136.2% | 140% | 144.4% | 148.4% | 152.6% | 156.6% | 160.5% | 165.7% | 170.4% | 175.2% | 180.4% | 186.1% | 191.7% | 197.4% | 202.7% | 209.4% | 216.9% | 225.2% | 233.9% | 242.4% | 250.8%
[29 empty] | Commercial | Reference case without Clean Power Plan |  |  |  | 100% | 99.65% | 100.5% | 103.3% | 105.5% | 107.9% | 109.4% | 111.7% | 113% | 114.3% | 116.1% | 117.7% | 119.8% | 122.3% | 125.7% | 128.3% | 130.7% | 133.4% | 136% | 139% | 141.7% | 144.5% | 146.9% | 149.1% | 151.2% | 153.9% | 157% | 160.2% | 163.3% | 166.8% | 170.8% | 174.5% | 177.8%
[29 empty] | Commercial | High economic growth |  |  |  | 100% | 99.68% | 100.5% | 103.6% | 108.8% | 112.6% | 113.7% | 116.6% | 117.9% | 118.7% | 120.4% | 122.1% | 124.1% | 126.7% | 130.2% | 133% | 136% | 139.2% | 141.9% | 145.1% | 147.8% | 150.9% | 153.9% | 157.2% | 160.7% | 164.5% | 168.7% | 172.6% | 175.7% | 177.6% | 180.9% | 184.9% | 188.7%
[29 empty] | Commercial | Low economic growth |  |  |  | 100% | 100.4% | 102.7% | 104.8% | 110.5% | 114.7% | 114.7% | 116.4% | 116.5% | 115.9% | 116.6% | 117.8% | 118.9% | 121.4% | 124.1% | 126.2% | 128.5% | 130.6% | 132.4% | 135.4% | 138.1% | 140.4% | 143.1% | 145.9% | 148.2% | 150.2% | 152.2% | 154.8% | 158.2% | 161.6% | 165.1% | 168.4% | 171.3%
[29 empty] | Industrial | Reference case without Clean Power Plan |  |  |  | 100% | 98.24% | 99.57% | 103.1% | 105.3% | 107.9% | 109.7% | 112.1% | 113.3% | 114.8% | 116.8% | 118.8% | 120.9% | 123.8% | 127.8% | 130.6% | 133.3% | 136.4% | 139.4% | 142.8% | 145.7% | 148.8% | 151.6% | 153.7% | 155.9% | 158.6% | 162.2% | 165.4% | 168.8% | 172.5% | 176.6% | 180.8% | 184.3%
[29 empty] | Industrial | High economic growth |  |  |  | 100% | 98.18% | 99.2% | 103.3% | 110.2% | 113.6% | 114.9% | 118% | 118.8% | 119.7% | 121.7% | 123.7% | 125.7% | 128.9% | 132.9% | 135.8% | 139.5% | 143% | 146.4% | 149.9% | 152.8% | 156.5% | 160.1% | 163.8% | 168% | 172.5% | 177.5% | 181.8% | 185.4% | 186.9% | 190.7% | 195.2% | 199.6%
[29 empty] | Industrial | Low economic growth |  |  |  | 100% | 98.72% | 101.9% | 103.6% | 112.4% | 115.3% | 115.2% | 117% | 116.4% | 115.7% | 116.5% | 118% | 119% | 122.4% | 125% | 127.6% | 130% | 132.1% | 134.3% | 137.4% | 140.2% | 142.8% | 145.8% | 148.9% | 151.4% | 153.1% | 156% | 158.4% | 162.6% | 166% | 169.7% | 173% | 176%
[29 empty] | Transportation | Reference case without Clean Power Plan |  |  |  | 100% | 105.6% | 110.3% | 116.6% | 121.6% | 126% | 128.6% | 132% | 134.4% | 135.5% | 137.6% | 139.1% | 141.3% | 143.4% | 146.5% | 149.1% | 151.3% | 153.9% | 156.1% | 159% | 161.7% | 164.1% | 166.6% | 168.8% | 170.8% | 173% | 175.8% | 179.3% | 182.5% | 185.9% | 189.8% | 193.6% | 196.8%
[29 empty] | Transportation | High economic growth |  |  |  | 100% | 105.7% | 110.4% | 116.8% | 124.3% | 130.6% | 133.1% | 136.7% | 139.1% | 140.3% | 142.1% | 143.8% | 145.8% | 148.1% | 151.4% | 154% | 156.6% | 159.7% | 162% | 165.1% | 167.6% | 170.1% | 172.8% | 175.5% | 178.7% | 182.3% | 186.1% | 190.2% | 193.8% | 196.2% | 199.1% | 202.9% | 206.4%
[29 empty] | Transportation | Low economic growth |  |  |  | 100% | 106.5% | 112.7% | 119.4% | 126.4% | 134% | 135% | 137.4% | 138.7% | 138.4% | 139% | 139.9% | 141.3% | 142.9% | 145.8% | 147.6% | 149.7% | 151.7% | 153.3% | 156.2% | 158.6% | 160.8% | 163.2% | 165.9% | 168.7% | 171.1% | 172.1% | 175% | 178.2% | 182.1% | 185.8% | 189.1% | 191.9%
[29 empty] | All Sectors Average | Reference case without Clean Power Plan |  |  |  | 100% | 99.77% | 101.1% | 104.3% | 106.8% | 109.6% | 111.6% | 114.8% | 116.8% | 118.7% | 121.3% | 123.8% | 126.6% | 129.9% | 134.2% | 137.7% | 141% | 144.7% | 148.3% | 152.3% | 156.1% | 160% | 163.8% | 167.6% | 171.4% | 175.7% | 180.6% | 185.8% | 191% | 196.7% | 203.2% | 209.5% | 215.4%
[29 empty] | All Sectors Average | High economic growth |  |  |  | 100% | 99.73% | 101% | 104.6% | 110% | 114.3% | 116.1% | 119.7% | 121.6% | 123.1% | 125.7% | 128.2% | 130.9% | 134.5% | 138.8% | 142.4% | 146.3% | 150.4% | 154.1% | 158.3% | 162.1% | 166.1% | 170.5% | 175% | 180.1% | 185.5% | 191.3% | 197.1% | 202.3% | 206.5% | 212.1% | 218.8% | 225.6%
[29 empty] | All Sectors Average | Low economic growth |  |  |  | 100% | 100.6% | 103.5% | 106% | 112.1% | 116.6% | 117.2% | 119.7% | 120.4% | 120.5% | 122% | 123.9% | 125.9% | 129.2% | 132.6% | 135.6% | 138.7% | 141.6% | 144.4% | 148.3% | 151.8% | 155.2% | 159% | 163% | 166.6% | 170% | 173.5% | 177.7% | 182.9% | 188.2% | 193.8% | 199% | 204%
Note on B23: Tim Stanton: Both Medium and High forecasts are based on NREL's Central+ adoption forecasts which assumes Reference Case prices.

## Class Loads
Residential Class, data pasted from Residential Profile_2011-2013_NAVIGANT_TS.xlsx, "Profiles" tab; kW-hr per customer | [26 empty] | Day Counts
Month | Hour of Day → Day Type ↓ (weekday = 1, weekend = 2) | 0 | 1 | 2 | 3 | 4 | 5 | 6 | 7 | 8 | 9 | 10 | 11 | 12 | 13 | 14 | 15 | 16 | 17 | 18 | 19 | 20 | 21 | 22 | 23 |  | Month | Day Type ↓ (weekday = 1, weekend = 2)
1 | 1 | 1.0318 | 0.98382 | 0.95782 | 0.95226 | 0.97447 | 1.0767 | 1.2349 | 1.3603 | 1.3477 | 1.2582 | 1.1944 | 1.1657 | 1.1351 | 1.0864 | 1.0881 | 1.1306 | 1.2593 | 1.5562 | 1.6488 | 1.6086 | 1.5231 | 1.4213 | 1.2602 | 1.1093 | 29.3649 | 1 | 1 | 23
1 | 2 | 1.0434 | 0.97705 | 0.95432 | 0.95339 | 0.94842 | 0.99011 | 1.0749 | 1.1994 | 1.3437 | 1.3968 | 1.4164 | 1.4117 | 1.3896 | 1.3537 | 1.3375 | 1.3585 | 1.4365 | 1.6781 | 1.6834 | 1.604 | 1.4972 | 1.3941 | 1.2588 | 1.1228 | 30.8238 | 1 | 2 | 8
2 | 1 | 0.94611 | 0.89099 | 0.87635 | 0.87942 | 0.91076 | 1.0101 | 1.1871 | 1.3157 | 1.2794 | 1.1759 | 1.1071 | 1.0683 | 1.0264 | 0.98724 | 0.96691 | 1.005 | 1.1263 | 1.3663 | 1.5207 | 1.5183 | 1.4565 | 1.3339 | 1.1782 | 1.0142 | 27.1471 | 2 | 1 | 20
2 | 2 | 0.95935 | 0.91069 | 0.8979 | 0.88794 | 0.89124 | 0.92572 | 1.0413 | 1.1844 | 1.3099 | 1.3698 | 1.3651 | 1.3413 | 1.2647 | 1.2167 | 1.1954 | 1.2237 | 1.2797 | 1.4256 | 1.5537 | 1.5091 | 1.422 | 1.3424 | 1.1982 | 1.0416 | 28.7577 | 2 | 2 | 8
3 | 1 | 0.82916 | 0.78435 | 0.76853 | 0.76889 | 0.79993 | 0.8975 | 1.0722 | 1.2274 | 1.1686 | 1.0936 | 1.0369 | 0.99247 | 0.96969 | 0.92233 | 0.8986 | 0.91529 | 1.0133 | 1.1537 | 1.2516 | 1.2848 | 1.3022 | 1.2216 | 1.0643 | 0.90401 | 24.3408 | 3 | 1 | 22
3 | 2 | 0.84876 | 0.80474 | 0.70116 | 0.77932 | 0.79041 | 0.81691 | 0.90212 | 1.0474 | 1.1738 | 1.2316 | 1.2271 | 1.2064 | 1.1614 | 1.1027 | 1.0877 | 1.1088 | 1.139 | 1.225 | 1.2939 | 1.3203 | 1.3197 | 1.2296 | 1.055 | 0.90503 | 25.4778 | 3 | 2 | 9
4 | 1 | 0.77127 | 0.72013 | 0.70129 | 0.70274 | 0.72738 | 0.80741 | 0.9816 | 1.1245 | 1.096 | 1.0299 | 0.96756 | 0.91933 | 0.90027 | 0.8693 | 0.85436 | 0.87558 | 0.94096 | 1.0766 | 1.1395 | 1.1665 | 1.2221 | 1.1818 | 1.0311 | 0.86344 | 22.6708 | 4 | 1 | 21
4 | 2 | 0.76822 | 0.71586 | 0.69435 | 0.6872 | 0.69983 | 0.73245 | 0.82672 | 0.95119 | 1.0703 | 1.1387 | 1.1551 | 1.1278 | 1.1052 | 1.0788 | 1.0623 | 1.0589 | 1.0976 | 1.1974 | 1.2047 | 1.2149 | 1.2346 | 1.1921 | 1.0561 | 0.87391 | 23.9442 | 4 | 2 | 9
5 | 1 | 0.69328 | 0.63379 | 0.60339 | 0.59723 | 0.61573 | 0.70659 | 0.8744 | 0.97389 | 0.94981 | 0.89606 | 0.86149 | 0.8424 | 0.83816 | 0.8065 | 0.79186 | 0.80715 | 0.8808 | 1.0352 | 1.0746 | 1.0707 | 1.0903 | 1.087 | 0.95853 | 0.7798 | 20.4686 | 5 | 1 | 23
5 | 2 | 0.71618 | 0.64723 | 0.61691 | 0.61233 | 0.61934 | 0.65775 | 0.75475 | 0.86226 | 0.96297 | 1.0402 | 1.0244 | 0.97861 | 0.99222 | 0.94775 | 0.92519 | 0.95013 | 1.0061 | 1.0905 | 1.121 | 1.0911 | 1.1225 | 1.1137 | 0.99876 | 0.83564 | 21.6876 | 5 | 2 | 8
6 | 1 | 0.69795 | 0.62355 | 0.57997 | 0.56477 | 0.57095 | 0.64689 | 0.76494 | 0.83727 | 0.86085 | 0.85518 | 0.83959 | 0.86098 | 0.85813 | 0.84237 | 0.84999 | 0.89049 | 0.96442 | 1.0891 | 1.139 | 1.11 | 1.0933 | 1.0822 | 0.98151 | 0.80827 | 20.4116 | 6 | 1 | 21
6 | 2 | 0.71744 | 0.6332 | 0.58839 | 0.57947 | 0.5753 | 0.60305 | 0.68015 | 0.75042 | 0.83714 | 0.90456 | 0.93298 | 0.94377 | 0.9594 | 0.94436 | 0.95605 | 0.99128 | 1.0328 | 1.101 | 1.125 | 1.1163 | 1.0869 | 1.0829 | 0.98839 | 0.8206 | 20.9508 | 6 | 2 | 9
7 | 1 | 0.83531 | 0.72663 | 0.67014 | 0.64427 | 0.63976 | 0.68725 | 0.77761 | 0.84235 | 0.89498 | 0.92154 | 0.95852 | 1.0278 | 1.0933 | 1.1356 | 1.1989 | 1.2581 | 1.3451 | 1.4718 | 1.514 | 1.4761 | 1.3974 | 1.3285 | 1.1806 | 0.97906 | 25.0045 | 7 | 1 | 22
7 | 2 | 0.80859 | 0.71745 | 0.66466 | 0.63726 | 0.62785 | 0.64532 | 0.6966 | 0.76802 | 0.86166 | 0.95128 | 1.0122 | 1.086 | 1.1486 | 1.2159 | 1.2744 | 1.3426 | 1.4229 | 1.5008 | 1.5006 | 1.4879 | 1.4057 | 1.305 | 1.1818 | 0.96108 | 25.2243 | 7 | 2 | 9
8 | 1 | 0.76385 | 0.67685 | 0.62466 | 0.60053 | 0.59781 | 0.64792 | 0.7468 | 0.8253 | 0.85898 | 0.86919 | 0.87166 | 0.91001 | 0.97258 | 1.0184 | 1.0834 | 1.1616 | 1.2667 | 1.392 | 1.435 | 1.387 | 1.2977 | 1.2376 | 1.0708 | 0.87455 | 23.1909 | 8 | 1 | 23
8 | 2 | 0.73868 | 0.66191 | 0.61685 | 0.59318 | 0.58197 | 0.59233 | 0.6394 | 0.72916 | 0.82522 | 0.91649 | 0.95625 | 0.99675 | 1.0418 | 1.1025 | 1.1992 | 1.2544 | 1.3416 | 1.4171 | 1.4394 | 1.3933 | 1.3059 | 1.2476 | 1.0948 | 0.89631 | 23.5819 | 8 | 2 | 8
9 | 1 | 0.62157 | 0.55998 | 0.52989 | 0.52619 | 0.53186 | 0.59431 | 0.74561 | 0.87726 | 0.83479 | 0.79403 | 0.74897 | 0.74989 | 0.76038 | 0.75483 | 0.77916 | 0.82372 | 0.92583 | 1.0704 | 1.1167 | 1.1353 | 1.135 | 1.0406 | 0.87004 | 0.71913 | 19.2455 | 9 | 1 | 20
9 | 2 | 0.63867 | 0.57772 | 0.54419 | 0.53054 | 0.52941 | 0.54423 | 0.59504 | 0.6956 | 0.8152 | 0.91963 | 0.91745 | 0.91526 | 0.91692 | 0.92252 | 0.96936 | 1.0069 | 1.0818 | 1.1781 | 1.1648 | 1.1497 | 1.1357 | 1.0303 | 0.88006 | 0.72325 | 20.3824 | 9 | 2 | 10
10 | 1 | 0.7073 | 0.65618 | 0.63132 | 0.63409 | 0.65611 | 0.74951 | 0.91396 | 1.0797 | 1.0362 | 0.95968 | 0.90184 | 0.86661 | 0.84724 | 0.81102 | 0.80487 | 0.82369 | 0.92072 | 1.08 | 1.1951 | 1.253 | 1.206 | 1.1022 | 0.95748 | 0.80754 | 21.6013 | 10 | 1 | 23
10 | 2 | 0.73004 | 0.67562 | 0.65277 | 0.64546 | 0.65133 | 0.69096 | 0.77153 | 0.89415 | 1.0195 | 1.0972 | 1.1162 | 1.0779 | 1.0355 | 1.0123 | 0.98704 | 1.0056 | 1.0639 | 1.1597 | 1.2093 | 1.2467 | 1.1769 | 1.0859 | 0.93182 | 0.78541 | 22.7228 | 10 | 2 | 8
11 | 1 | 0.87375 | 0.82155 | 0.81015 | 0.80246 | 0.83531 | 0.94309 | 1.0955 | 1.2466 | 1.2165 | 1.1426 | 1.0763 | 1.0345 | 1.0004 | 0.96343 | 0.96059 | 0.99276 | 1.1394 | 1.398 | 1.466 | 1.43 | 1.3787 | 1.2693 | 1.1106 | 0.96895 | 25.9763 | 11 | 1 | 22
11 | 2 | 0.92525 | 0.86621 | 0.83613 | 0.83158 | 0.84126 | 0.87855 | 0.96671 | 1.0981 | 1.2331 | 1.3014 | 1.3085 | 1.282 | 1.2623 | 1.2094 | 1.2057 | 1.2331 | 1.3206 | 1.5161 | 1.5498 | 1.5059 | 1.4147 | 1.3039 | 1.1615 | 1.0137 | 28.0656 | 11 | 2 | 8
12 | 1 | 1.0889 | 1.0221 | 1.0011 | 0.99712 | 1.0248 | 1.1208 | 1.2682 | 1.4175 | 1.4157 | 1.3312 | 1.2698 | 1.2381 | 1.2063 | 1.1685 | 1.16 | 1.2072 | 1.3805 | 1.645 | 1.7118 | 1.6876 | 1.6226 | 1.5272 | 1.362 | 1.1819 | 31.0558 | 12 | 1 | 21
12 | 2 | 1.1066 | 1.0364 | 1.0137 | 1.0038 | 1.0083 | 1.0555 | 1.147 | 1.2583 | 1.4356 | 1.4885 | 1.4947 | 1.4684 | 1.4298 | 1.4067 | 1.3941 | 1.4331 | 1.5631 | 1.7668 | 1.7299 | 1.6929 | 1.6214 | 1.5093 | 1.366 | 1.1998 | 32.6298 | 12 | 2 | 10
Secondary Non-Demand Class, data pasted from GS1 Secondary NonDemand Profile_2006_2007_2016_NAVIGANT_TS.xlsx, "Profiles" tab; total kW-hr
Month | Hour of Day → Day Type ↓ (weekday = 1, weekend = 2) | 0 | 1 | 2 | 3 | 4 | 5 | 6 | 7 | 8 | 9 | 10 | 11 | 12 | 13 | 14 | 15 | 16 | 17 | 18 | 19 | 20 | 21 | 22 | 23
1 | 1 | 32102.5412 | 31879.2191 | 32247.1627 | 32408.5112 | 32741.8647 | 33294.1374 | 35239.1747 | 39263.0744 | 45044.4732 | 47670.198 | 50199.0202 | 50357.2965 | 49188.3411 | 48803.0661 | 49412.7315 | 48938.873 | 48219.9123 | 45508.7103 | 40032.8674 | 38032.5265 | 36475.452 | 34994.7823 | 33472.8073 | 32507.8277 | 968034.5708 | Total Energy | 300974989.7349
1 | 2 | 33396.5141 | 32810.4578 | 33334.54 | 33114.3148 | 33163.9585 | 33290.903 | 33915.35 | 34872.7059 | 35355.15 | 35977.0819 | 38644.2104 | 38610.6326 | 37484.6507 | 37160.113 | 36638.5463 | 35787.0552 | 35835.9648 | 38737.9211 | 37151.1181 | 36247.4989 | 36049.1674 | 35574.8519 | 34357.96 | 33248.8756 | 850759.5419 | Demand Factor | 0.00019037
2 | 1 | 32662.0236 | 32533.0592 | 32510.4318 | 32951.1216 | 33336.6916 | 34169.8466 | 35664.0541 | 38787.31 | 43878.1993 | 47468.3625 | 49679.5784 | 49612.2887 | 48276.4798 | 48528.8295 | 48982.497 | 48299.9495 | 47144.1089 | 43801.3521 | 40084.54 | 38846.9651 | 37194.3051 | 35678.6549 | 34683.7031 | 33502.0731 | 968276.4256
2 | 2 | 33314.6529 | 32712.7412 | 32754.9771 | 33013.5283 | 33075.9696 | 33460.8154 | 34060.9521 | 33638.7687 | 33749.2025 | 34984.6483 | 36263.5446 | 36176.2146 | 36015.6575 | 35792.8063 | 35747.3267 | 35415.4604 | 34778.9267 | 35532.1813 | 36744.8938 | 36125.6579 | 35424.6967 | 34967.4179 | 33910.725 | 33326.5842 | 830988.3496
3 | 1 | 28514.774 | 28538.9984 | 28570.1204 | 28787.6954 | 29228.1037 | 29925.1001 | 31561.2826 | 33544.7853 | 39085.8012 | 42751.7818 | 45986.3038 | 45621.0101 | 44505.8309 | 44640.9593 | 44734.1168 | 44113.184 | 43391.289 | 39176.6038 | 33937.9626 | 32979.4259 | 32860.7107 | 31469.4637 | 30217.5137 | 29292.7326 | 863435.5499
3 | 2 | 28165.2476 | 28107.3172 | 26836.7442 | 28019.0184 | 28409.8228 | 28822.9968 | 29463.4056 | 28575.9156 | 29709.54 | 32227.1016 | 34698.7264 | 33834.7804 | 33177.3508 | 32761.0248 | 32099.2584 | 31425.542 | 30943.9012 | 30380.2292 | 29273.0064 | 30000.3276 | 31063.608 | 31012.3876 | 29281.222 | 28592.392 | 726880.8666
4 | 1 | 25161.3273 | 24778.2285 | 24696.9461 | 24997.8426 | 25254.7779 | 25922.5168 | 27375.2582 | 29796.9111 | 36520.9189 | 40639.5761 | 43929.136 | 44192.4839 | 42932.9016 | 43277.3392 | 43309.1389 | 42798.0831 | 41163.0265 | 36650.7871 | 30463.4839 | 27947.9727 | 29022.2502 | 28810.4727 | 27141.1044 | 26145.2282 | 792927.7118
4 | 2 | 24790.4886 | 24610.7982 | 23545.9943 | 23936.5307 | 24496.2757 | 24626.9296 | 24961.5804 | 24727.8721 | 26153.3271 | 28112.4568 | 30589.94 | 30321.9075 | 29857.5114 | 29310.1364 | 29370.6668 | 28950.2593 | 28300.0886 | 26540.9761 | 25097.9282 | 25368.25 | 27019.4314 | 27279.1521 | 25981.965 | 25274.2043 | 639224.6707
5 | 1 | 23636.0844 | 23457.0726 | 22892.4156 | 22846.009 | 22582.0156 | 23406.1157 | 23440.8003 | 26816.3026 | 32998.331 | 36710.8287 | 40538.1587 | 41567.0037 | 40456.1009 | 41231.0407 | 41869.2259 | 41605.9219 | 40596.8157 | 35432.8556 | 28814.7426 | 26293.7597 | 25519.1415 | 26488.8462 | 25618.9009 | 24364.8535 | 739183.3431
5 | 2 | 23671.8992 | 23415.2204 | 22546.0648 | 22348.1684 | 22206.0132 | 22533.9124 | 21190.6504 | 21718.628 | 24418.3724 | 26320.4716 | 29052.8704 | 29234.4684 | 29109.566 | 28961.6644 | 27918.12 | 27748.9768 | 27700.31 | 26539.5028 | 24771.8584 | 23497.3024 | 23930.4884 | 25591.7532 | 24985.048 | 23900.1196 | 603311.4496
6 | 1 | 25173.952 | 24148.7603 | 23139.2089 | 22907.7582 | 22514.6255 | 22087.06 | 22624.3565 | 27382.0654 | 34749.9662 | 39585.0762 | 43767.6874 | 45265.606 | 45559.5466 | 46621.9732 | 48401.8615 | 48878.9048 | 47836.3378 | 42093.5983 | 35174.0528 | 31740.5106 | 29287.9857 | 29083.3568 | 28529.9694 | 26567.3302 | 813121.5502
6 | 2 | 24593.9084 | 23710.8436 | 22443.0116 | 22408.4616 | 21671.276 | 21100.616 | 20313.5604 | 21709.2788 | 24479.9456 | 27545.342 | 30737.6752 | 31134.64 | 31402.5868 | 32387.654 | 33090.5916 | 33192.864 | 32585.6048 | 31980.94 | 29881.7428 | 28280.1876 | 26795.3932 | 27689.9488 | 27249.27 | 25492.624 | 651877.9668
7 | 1 | 28469.6228 | 27239.08 | 25640.4659 | 24901.962 | 24551.5439 | 24778.3195 | 25143.9381 | 29898.3372 | 37703.2588 | 43616.3519 | 49299.8741 | 51790.935 | 52375.4344 | 54679.3462 | 56287.6145 | 57297.9784 | 56446.802 | 50845.8613 | 42741.8383 | 38727.0511 | 35719.6541 | 34831.5963 | 33915.5017 | 31111.17 | 938013.5375
7 | 2 | 29507.2141 | 28133.7648 | 26375.311 | 25250.3176 | 24799.6531 | 24951.4597 | 24148.7997 | 25463.1807 | 28098.9631 | 31600.669 | 35873.8928 | 38315.6762 | 39220.9121 | 39832.2617 | 40638.3948 | 41542.4321 | 41246.8048 | 40366.8559 | 37809.0241 | 36363.5021 | 34391.0455 | 34041.5952 | 33248.2883 | 30573.4341 | 791793.4524
8 | 1 | 26206.7533 | 24502.1341 | 23800.0558 | 23203.2349 | 22840.4961 | 23470.2596 | 24422.1138 | 27862.4268 | 34868.8274 | 39924.428 | 45402.5401 | 47682.9187 | 47845.9883 | 49639.1881 | 51684.6464 | 53064.853 | 52447.7938 | 45954.302 | 37680.5313 | 33852.6158 | 32639.8288 | 31836.6762 | 30182.4742 | 27915.5962 | 858930.6828
8 | 2 | 25950.8296 | 24687.8033 | 23684.9175 | 22735.4375 | 22416.7983 | 22785.4458 | 22528.6533 | 21973.0462 | 24648.4742 | 27158.7371 | 30954.6675 | 33092.3408 | 33956.0125 | 35244.3279 | 36477.4296 | 36941.6312 | 36397.5492 | 34356.5462 | 32251.9813 | 31155.4567 | 30348.5904 | 30359.0112 | 28977.2983 | 27125.8367 | 696208.8225
9 | 1 | 24111.6022 | 22801.2168 | 22555.3071 | 22220.84 | 22067.6938 | 22823.387 | 24523.9849 | 27027.6222 | 33579.5219 | 37448.6476 | 40737.1529 | 41041.7262 | 40874.8998 | 42084.6006 | 42654.4537 | 43207.6924 | 42598.9197 | 37354.3078 | 30157.0084 | 29163.9133 | 29602.9968 | 28049.706 | 26694.9806 | 25137.8679 | 758520.0498
9 | 2 | 23680.397 | 22711.7741 | 21997.5796 | 21544.2541 | 21311.7911 | 21880.5941 | 22033.5256 | 21802.067 | 23965.4685 | 26452.6263 | 29352.8293 | 29942.55 | 29834.0719 | 30010.1756 | 29876.7315 | 29965.6878 | 29617.8026 | 28145.2937 | 25471.0667 | 26270.6744 | 27797.5807 | 27127.9144 | 26182.4615 | 24791.0311 | 621765.9485
10 | 1 | 24431.4753 | 23963.5617 | 23831.4264 | 24139.7185 | 24316.6417 | 25094.0791 | 27145.4291 | 31590.1047 | 37311.5147 | 40741.8005 | 43652.2706 | 43728.0829 | 42290.3438 | 42353.28 | 42216.8286 | 42505.7291 | 41283.8711 | 35655.6015 | 31185.6739 | 31525.3677 | 30600.955 | 29060.4979 | 26858.5836 | 25691.1403 | 791173.9776
10 | 2 | 23798.3759 | 24088.2493 | 23163.7852 | 23255.3852 | 23292.7278 | 23883.5981 | 24458.62 | 25366.2107 | 26812.8085 | 27647.1315 | 29997.3889 | 30527.0596 | 30197.5096 | 30017.2796 | 29345.6741 | 28831.7622 | 27500.9881 | 26778.7048 | 26842.6581 | 28442.407 | 28185.0056 | 26993.9056 | 26142.6722 | 24880.0867 | 640449.9944
11 | 1 | 27603.2714 | 27702.0245 | 27876.5724 | 28066.3826 | 28146.9835 | 29313.9226 | 31168.3505 | 34833.2092 | 38867.0523 | 42818.5889 | 45863.8509 | 45844.4586 | 44465.7842 | 44591.3333 | 45079.1812 | 45115.6079 | 45393.7921 | 42429.6144 | 37317.7489 | 35132.3062 | 33701.5795 | 32465.0877 | 30796.032 | 29053.3742 | 873646.1092
11 | 2 | 27016.4358 | 28829.3212 | 26789.0771 | 27071.9933 | 26922.1737 | 27611.7679 | 28375.5246 | 28889.62 | 29248.4412 | 30420.5071 | 32833.6221 | 33080.275 | 32253.9804 | 32820.5896 | 33447.3971 | 32632.2125 | 32700.1279 | 34156.6554 | 32791.3979 | 32099.2817 | 32126.7879 | 30782.0312 | 29109.4304 | 27580.5737 | 729589.225
12 | 1 | 33550.0425 | 33915.3064 | 33969.0408 | 33882.8342 | 34069.8961 | 35089.8367 | 36345.4498 | 39898.9311 | 45013.5242 | 48520.2853 | 51528.837 | 51537.0609 | 50212.887 | 50292.5955 | 50751.2308 | 50428.9445 | 51228.7939 | 49025.3773 | 43078.3334 | 40897.1977 | 39259.6992 | 37479.6645 | 35826.8731 | 34939.5098 | 1010742.152
12 | 2 | 35348.7086 | 34903.9138 | 35168.2497 | 34384.1928 | 35098.5931 | 35290.7334 | 35930.6045 | 36497.0838 | 37424.2993 | 38014.2217 | 41802.6924 | 41007.821 | 40205.4997 | 39502.329 | 39017.7607 | 39542.4497 | 39957.9603 | 42494.9976 | 40519.6359 | 39453.2672 | 38853.6814 | 37632.0641 | 36459.3376 | 35471.4872 | 909981.5845
Secondary Demand Class, data pasted from GS1 Secondary Demand Profile_2006_2007_2016_NAVIGANT_TS.xlsx, "Profiles" tab; total kW-hr
Month | Hour of Day → Day Type ↓ (weekday = 1, weekend = 2) | 0 | 1 | 2 | 3 | 4 | 5 | 6 | 7 | 8 | 9 | 10 | 11 | 12 | 13 | 14 | 15 | 16 | 17 | 18 | 19 | 20 | 21 | 22 | 23
1 | 1 | 228353.2295 | 224520.5603 | 221275.6524 | 219063.6247 | 222691.2609 | 241171.5045 | 278855.6373 | 324434.5695 | 358644.5906 | 370472.7524 | 376678.9323 | 376512.5091 | 370600.5558 | 370350.3865 | 367582.9327 | 362365.6124 | 352984.6906 | 338473.1877 | 317642.4026 | 306033.328 | 293231.042 | 273137.297 | 253001.3839 | 238619.1748 | 7286696.8177 | Total Energy | 2502970857.3512
1 | 2 | 229882.4107 | 224980.8415 | 219372.7363 | 216828.2637 | 218151.6033 | 225051.6026 | 238320.217 | 253376.8326 | 260998.3119 | 267674.077 | 274701.4967 | 274671.6993 | 273653.1881 | 271062.4622 | 269253.9207 | 270029.6878 | 274830.6981 | 283745.1856 | 278929.1967 | 274488.8667 | 267628.7915 | 256450.6974 | 244944.117 | 235398.0189 | 6104424.9233 | Demand Factor | 0.001467
2 | 1 | 224857.0803 | 220574.7149 | 217604.1944 | 216631.9767 | 221493.7343 | 239364.2925 | 275798.8164 | 318040.4192 | 353160.8985 | 368328.6872 | 374251.969 | 373765.5389 | 369082.3654 | 368901.1456 | 366467.8377 | 359639.2787 | 346670.9957 | 324724.262 | 311441.9102 | 301727.3764 | 287353.1641 | 267700.0456 | 249117.8726 | 235378.5739 | 7192077.1502
2 | 2 | 224002.2792 | 219231.7054 | 214994.0079 | 213219.9825 | 214088.1987 | 219010.7821 | 232790.315 | 244092.6479 | 251901.2583 | 261002.1421 | 267758.78 | 269335.4354 | 268458.8233 | 266040.1142 | 264801.7963 | 263262.675 | 262372.8183 | 263189.9129 | 267085.2792 | 263367.9858 | 255722.7446 | 245533.7767 | 233591.7592 | 226175.1183 | 5911030.3383
3 | 1 | 211916.4366 | 207681.7149 | 204903.4585 | 203978.2447 | 207274.6328 | 224803.0813 | 260923.0312 | 303241.6466 | 343355.4819 | 361612.5825 | 369178.4397 | 369448.5028 | 365160.3509 | 365527.2309 | 364446.1879 | 357650.3363 | 341125.0576 | 311510.1368 | 291605.9469 | 284657.7559 | 274743.8212 | 257624.8378 | 235821.1821 | 221676.1503 | 6939866.2481
3 | 2 | 208561.6224 | 203743.3996 | 191342.41 | 197965.6608 | 199024.132 | 204374.7272 | 216523.3212 | 225667.1184 | 237513.6052 | 249378.9116 | 255886.0244 | 257085.7544 | 258509.4732 | 257183.3992 | 255241.3444 | 255435.98 | 253531.5224 | 249178.6552 | 246039.4684 | 248161.508 | 244322.9508 | 234182.1608 | 220022.8088 | 210496.0504 | 5579372.0088
4 | 1 | 204736.3844 | 199628.3365 | 196568.6782 | 195769.3381 | 198385.8895 | 214100.469 | 251797.4771 | 292906.2471 | 339147.2073 | 360375.625 | 370014.5423 | 371221.2566 | 367242.5434 | 369611.3421 | 369682.5434 | 363558.2927 | 346787.1494 | 315579.3926 | 289312.6126 | 275466.4218 | 271138.2998 | 255937.4492 | 231950.6326 | 215577.1192 | 6866495.2497
4 | 2 | 202466.0271 | 197201.0496 | 186069.2529 | 190937.0411 | 190219.9882 | 194361.6561 | 203695.3439 | 210601.6075 | 229358.1246 | 244465.2704 | 253544.0229 | 257499.1479 | 256829.6514 | 257068.0246 | 256283.6482 | 255233.1618 | 250965.7454 | 245676.1164 | 237776.0639 | 234319.465 | 236560.2043 | 230670.1 | 216669.3114 | 205127.7089 | 5443597.7336
5 | 1 | 205309.0966 | 199674.3784 | 195656.5282 | 193944.1746 | 197187.3297 | 212177.7063 | 243274.0899 | 289604.6693 | 338375.8504 | 360173.0288 | 372884.485 | 377713.1397 | 377541.64 | 382805.5537 | 381532.0826 | 377218.8338 | 361342.7241 | 330060.4779 | 302624.3793 | 284706.9691 | 271158.0862 | 262151.0001 | 236652.8846 | 218424.6693 | 6972193.7776
5 | 2 | 204654.8748 | 198228.7912 | 193387.8716 | 189918.8012 | 189907.0756 | 193810.558 | 198938.8676 | 212945.3976 | 235031.7964 | 251694.2312 | 261841.5992 | 266124.5852 | 268484.8584 | 267555.444 | 268658.8824 | 268438.4628 | 265879.3404 | 259814.3704 | 250280.6524 | 242214.2576 | 235488.6324 | 236524.372 | 221931.182 | 208604.3512 | 5590359.2556
6 | 1 | 218549.8157 | 210409.5189 | 205179.6491 | 203472.6031 | 208360.6591 | 219924.2372 | 253717.2632 | 301839.7655 | 350095.0577 | 375290.7912 | 392001.0708 | 402167.1963 | 402922.944 | 410396.8002 | 413135.66 | 411871.4502 | 399837.4048 | 365125.6718 | 333152.8903 | 313736.8372 | 295425.6332 | 284181.2726 | 259467.2969 | 236698.1723 | 7466959.6614
6 | 2 | 215636.3424 | 207149.6004 | 199716.5656 | 196166.6016 | 196589.8956 | 198125.584 | 203794.9928 | 222833.8952 | 248130.7928 | 266786.826 | 278952.4112 | 285315.0976 | 287572.2568 | 290077.3648 | 292505.266 | 293428.344 | 292943.0612 | 285251.0304 | 275051.0216 | 265488.7268 | 254352.3268 | 252490.5124 | 237907.8112 | 222313.0792 | 5968579.4064
7 | 1 | 244158.4286 | 234613.2723 | 228131.8252 | 225793.1113 | 230420.0809 | 244540.5533 | 277200.1763 | 324435.7255 | 371134.192 | 399019.0797 | 415012.0006 | 426586.9877 | 430023.9425 | 437836.3342 | 441542.6742 | 440131.4253 | 428993.3761 | 396412.013 | 364229.4403 | 345765.5195 | 327003.4286 | 315715.1723 | 288680.3031 | 264830.1797 | 8102209.2422
7 | 2 | 245970.521 | 234464.2659 | 226793.5928 | 222769.0155 | 221969.5486 | 225404.1424 | 230488.9021 | 248430.5707 | 275128.9938 | 295424.149 | 311539.7662 | 320595.5059 | 327114.2121 | 332375.0407 | 334862.6814 | 336065.89 | 336189.8517 | 327846.141 | 316626.471 | 306164.9872 | 294841.6197 | 292120.8466 | 272268.9183 | 252635.1097 | 6788090.7431
8 | 1 | 232877.2728 | 224845.7822 | 219094.6196 | 216844.6478 | 220928.391 | 237181.8807 | 273351.9507 | 313096.1371 | 359336.4226 | 385321.26 | 400258.2036 | 412075.9493 | 416486.2886 | 424971.8088 | 429652.182 | 429870.5365 | 418694.037 | 383581.573 | 349171.1168 | 328189.4707 | 314452.4088 | 300576.6764 | 270566.098 | 247655.4467 | 7809080.1607
8 | 2 | 229135.2279 | 219971.4996 | 213567.9896 | 210452.7687 | 208995.5967 | 213428.9067 | 223637.2621 | 232704.1221 | 256090.9329 | 272749.8787 | 286906.1583 | 296913.8579 | 302465.5475 | 307612.3083 | 311202.5767 | 313943.8763 | 314444.0321 | 306550.7229 | 295578.6171 | 285857.8583 | 278606.9071 | 273378.2788 | 253046.5429 | 234696.5187 | 6341937.9879
9 | 1 | 211342.189 | 205058.7352 | 200837.2378 | 199957.3878 | 203740.4392 | 220036.6084 | 258733.3275 | 299227.8902 | 339673.8622 | 360645.1425 | 373480.5003 | 382325.463 | 383285.5332 | 388959.0587 | 390522.7686 | 386531.1797 | 372676.8737 | 339373.4889 | 311253.7521 | 300009.9841 | 287587.2643 | 267848.8284 | 242331.0527 | 223198.104 | 7148636.6714
9 | 2 | 210776.2778 | 204391.4367 | 199442.2989 | 196314.5059 | 195192.6107 | 200128.5622 | 215339.1056 | 224375.9393 | 238885.8096 | 251472.3278 | 263336.9285 | 269396.3919 | 272934.0407 | 273693.5181 | 274130.3922 | 274524.8907 | 274276.3944 | 268195.3448 | 258797.3981 | 255541.863 | 251670.48 | 241625.8959 | 225712.0396 | 212666.123 | 5752820.5756
10 | 1 | 204682.8035 | 200478.9579 | 195916.6179 | 194710.8108 | 198500.1521 | 214366.5965 | 254328.5335 | 301116.832 | 339601.3668 | 356263.8397 | 364074.7735 | 367479.8155 | 363965.3424 | 366632.7698 | 366089.8721 | 359445.8973 | 343126.5271 | 312353.0297 | 292923.7138 | 284830.5426 | 269892.4745 | 253484.3076 | 231048.0565 | 215184.6477 | 6850498.2808
10 | 2 | 203007.8222 | 204462.2178 | 193328.5589 | 191248.6285 | 190719.8344 | 194489.5767 | 209543.0433 | 223345.8056 | 232343.8022 | 242242.4426 | 251749.5433 | 255629.4667 | 256143.7078 | 256528.5115 | 256307.2385 | 255060.6889 | 253848.3278 | 247373.7981 | 245915.1819 | 245936.9915 | 237771.4367 | 229659.4319 | 215612.4826 | 204264.6007 | 5496533.14
11 | 1 | 212501.0647 | 208698.9506 | 205029.1515 | 204753.2438 | 209227.7883 | 226993.3821 | 261546.6912 | 302274.7462 | 334829.5444 | 350053.0233 | 357324.7712 | 359004.6471 | 355726.5018 | 354946.9447 | 354022.8147 | 347821.9853 | 334362.4752 | 317428.8564 | 297409.5509 | 285166.628 | 272973.9359 | 255903.8467 | 235166.5026 | 222512.0385 | 6865679.0852
11 | 2 | 206145.6821 | 218331.5246 | 197674.9813 | 196699.9525 | 196877.0621 | 202973.32 | 217134.825 | 228743.5212 | 236135.4208 | 245666.64 | 254371.1875 | 257880.0883 | 259288.675 | 256579.9242 | 255408.8117 | 253672.4125 | 255605.1354 | 260483.5767 | 254636.7025 | 248366.5625 | 241938.8921 | 232221.9062 | 218768.5688 | 209492.8983 | 5605098.2713
12 | 1 | 234102.7992 | 230012.7141 | 226247.0577 | 225032.7858 | 229391.3444 | 247200.2278 | 282991.8798 | 325444.1405 | 357744.2598 | 369757.2692 | 374632.1514 | 376754.683 | 371675.0728 | 370640.6045 | 369118.1792 | 363212.7355 | 355052.5133 | 340276.0931 | 316981.0573 | 305619.265 | 293985.5341 | 276781.112 | 258312.5808 | 245035.4359 | 7346001.4962
12 | 2 | 234186.21 | 229422.9441 | 225365.671 | 222633.24 | 224228.5014 | 230332.729 | 244116.9186 | 259107.6662 | 266310.9859 | 272300.8807 | 279138.0224 | 280566.4407 | 279639.3466 | 276691.31 | 273234.4831 | 271406.5748 | 276785.4341 | 285685.2659 | 278531.4124 | 272729.6383 | 266726.2741 | 256708.0145 | 244549.8734 | 234859.3372 | 6185257.1745
Normalized PV System Production (kW-hr/kW)
Month | Hour of Day → Day Type ↓ (weekday = 1, weekend = 2) | 0 | 1 | 2 | 3 | 4 | 5 | 6 | 7 | 8 | 9 | 10 | 11 | 12 | 13 | 14 | 15 | 16 | 17 | 18 | 19 | 20 | 21 | 22 | 23
1 | 1 | 0 | 0 | 0 | 0 | 0 | 0 | 0 | 0.00053822 | 0.073595 | 0.19179 | 0.26466 | 0.28354 | 0.29571 | 0.27742 | 0.24667 | 0.19897 | 0.07035 | 0.0018326 | 0 | 0 | 0 | 0 | 0 | 0
1 | 2 | 0 | 0 | 0 | 0 | 0 | 0 | 0 | 0.00036525 | 0.069773 | 0.17986 | 0.25551 | 0.27506 | 0.2872 | 0.28044 | 0.23783 | 0.19313 | 0.069443 | 0.0017048 | 0 | 0 | 0 | 0 | 0 | 0
2 | 1 | 0 | 0 | 0 | 0 | 0 | 0 | 0 | 0.017761 | 0.1393 | 0.26563 | 0.35741 | 0.40047 | 0.41653 | 0.37593 | 0.33014 | 0.26949 | 0.17639 | 0.033403 | 5.3472e-05 | 0 | 0 | 0 | 0 | 0
2 | 2 | 0 | 0 | 0 | 0 | 0 | 0 | 0 | 0.01369 | 0.12646 | 0.25419 | 0.34036 | 0.38121 | 0.39157 | 0.36394 | 0.31919 | 0.26788 | 0.17569 | 0.031469 | 4.456e-05 | 0 | 0 | 0 | 0 | 0
3 | 1 | 0 | 0 | 0 | 0 | 0 | 0 | 0.004771 | 0.081195 | 0.21836 | 0.35639 | 0.4549 | 0.49241 | 0.50618 | 0.46685 | 0.41619 | 0.33542 | 0.23548 | 0.11267 | 0.0073086 | 0 | 0 | 0 | 0 | 0
3 | 2 | 0 | 0 | 0 | 0 | 0 | 7.4697e-07 | 0.0056093 | 0.085381 | 0.22429 | 0.36448 | 0.46394 | 0.50706 | 0.50455 | 0.4581 | 0.38801 | 0.30441 | 0.21483 | 0.10319 | 0.0061654 | 0 | 0 | 0 | 0 | 0
4 | 1 | 0 | 0 | 0 | 0 | 0 | 0.0038467 | 0.051252 | 0.1715 | 0.32369 | 0.45671 | 0.54302 | 0.56874 | 0.57932 | 0.54015 | 0.47922 | 0.38418 | 0.27942 | 0.15188 | 0.041345 | 0.001447 | 0 | 0 | 0 | 0
4 | 2 | 0 | 0 | 0 | 0 | 0 | 0.0037728 | 0.049275 | 0.16021 | 0.29917 | 0.42517 | 0.51098 | 0.53921 | 0.54978 | 0.52642 | 0.46195 | 0.36528 | 0.26651 | 0.14622 | 0.042137 | 0.0014758 | 0 | 0 | 0 | 0
5 | 1 | 0 | 0 | 0 | 0 | 0.001675 | 0.030815 | 0.098163 | 0.22749 | 0.36752 | 0.47819 | 0.5487 | 0.56576 | 0.5632 | 0.53842 | 0.47661 | 0.38973 | 0.29287 | 0.17637 | 0.076223 | 0.015364 | 4.6497e-05 | 0 | 0 | 0
5 | 2 | 0 | 0 | 0 | 0 | 0.0014886 | 0.032218 | 0.10134 | 0.23776 | 0.38847 | 0.51128 | 0.59046 | 0.61776 | 0.60525 | 0.55928 | 0.49938 | 0.4081 | 0.30374 | 0.1776 | 0.07714 | 0.016314 | 4.456e-05 | 0 | 0 | 0
6 | 1 | 0 | 0 | 0 | 0 | 0.004788 | 0.046296 | 0.11369 | 0.24189 | 0.38497 | 0.49734 | 0.56827 | 0.606 | 0.60118 | 0.57306 | 0.50568 | 0.41585 | 0.32208 | 0.20283 | 0.096834 | 0.034269 | 0.0015737 | 0 | 0 | 0
6 | 2 | 0 | 0 | 0 | 0 | 0.0043449 | 0.042896 | 0.10734 | 0.22949 | 0.36082 | 0.46564 | 0.54339 | 0.57812 | 0.57621 | 0.53746 | 0.47528 | 0.40023 | 0.30615 | 0.1931 | 0.091919 | 0.032458 | 0.0012381 | 0 | 0 | 0
7 | 1 | 0 | 0 | 0 | 0 | 0.0018516 | 0.037181 | 0.10202 | 0.23586 | 0.38763 | 0.51726 | 0.60588 | 0.64581 | 0.63908 | 0.60302 | 0.52895 | 0.43968 | 0.33482 | 0.20897 | 0.095399 | 0.028048 | 0.00091802 | 0 | 0 | 0
7 | 2 | 0 | 0 | 0 | 0 | 0.0018634 | 0.039342 | 0.10624 | 0.24414 | 0.39917 | 0.53053 | 0.6252 | 0.67019 | 0.68154 | 0.64839 | 0.57784 | 0.47484 | 0.35062 | 0.21374 | 0.096447 | 0.028419 | 0.00080789 | 0 | 0 | 0
8 | 1 | 0 | 0 | 0 | 0 | 2.9229e-07 | 0.0068218 | 0.066838 | 0.19675 | 0.35047 | 0.48358 | 0.58081 | 0.617 | 0.61413 | 0.57998 | 0.50581 | 0.4069 | 0.29276 | 0.16219 | 0.052459 | 0.004856 | 0 | 0 | 0 | 0
8 | 2 | 0 | 0 | 0 | 0 | 0 | 0.0077244 | 0.069343 | 0.20062 | 0.35695 | 0.48996 | 0.58886 | 0.62738 | 0.6373 | 0.60665 | 0.5428 | 0.44738 | 0.32824 | 0.18334 | 0.059612 | 0.0060471 | 0 | 0 | 0 | 0
9 | 1 | 0 | 0 | 0 | 0 | 0 | 0.00015548 | 0.024077 | 0.14256 | 0.29075 | 0.42517 | 0.51603 | 0.56066 | 0.57098 | 0.53398 | 0.46585 | 0.36254 | 0.22927 | 0.086725 | 0.0067512 | 0 | 0 | 0 | 0 | 0
9 | 2 | 0 | 0 | 0 | 0 | 0 | 0.00029623 | 0.026586 | 0.14447 | 0.2989 | 0.43142 | 0.51785 | 0.56233 | 0.56435 | 0.52155 | 0.44979 | 0.34572 | 0.21572 | 0.083776 | 0.0078491 | 0 | 0 | 0 | 0 | 0
10 | 1 | 0 | 0 | 0 | 0 | 0 | 0 | 0.003265 | 0.08097 | 0.21553 | 0.33988 | 0.42346 | 0.46017 | 0.46201 | 0.41063 | 0.35203 | 0.24418 | 0.10781 | 0.012323 | 0 | 0 | 0 | 0 | 0 | 0
10 | 2 | 0 | 0 | 0 | 0 | 0 | 0 | 0.0031645 | 0.081377 | 0.22488 | 0.35118 | 0.43281 | 0.4749 | 0.48289 | 0.4282 | 0.36405 | 0.25247 | 0.1108 | 0.011319 | 0 | 0 | 0 | 0 | 0 | 0
11 | 1 | 0 | 0 | 0 | 0 | 0 | 0 | 1.5069e-05 | 0.01958 | 0.13587 | 0.24632 | 0.30694 | 0.32868 | 0.31739 | 0.27528 | 0.22597 | 0.14449 | 0.028948 | 1.6204e-05 | 0 | 0 | 0 | 0 | 0 | 0
11 | 2 | 0 | 0 | 0 | 0 | 0 | 0 | 0 | 0.023235 | 0.14632 | 0.26269 | 0.33016 | 0.36259 | 0.34689 | 0.29825 | 0.24427 | 0.15229 | 0.032825 | 0 | 0 | 0 | 0 | 0 | 0 | 0
12 | 1 | 0 | 0 | 0 | 0 | 0 | 0 | 0 | 0.00057881 | 0.079386 | 0.19526 | 0.26035 | 0.27889 | 0.27476 | 0.2489 | 0.21003 | 0.14928 | 0.020534 | 0 | 0 | 0 | 0 | 0 | 0 | 0
12 | 2 | 0 | 0 | 0 | 0 | 0 | 0 | 0 | 0.0009114 | 0.082376 | 0.19781 | 0.25973 | 0.27056 | 0.2716 | 0.25844 | 0.22244 | 0.15776 | 0.022555 | 0 | 0 | 0 | 0 | 0 | 0 | 0
Residential Class, per customer load without Solar, normalized based on average customer size
Month | Hour of Day → Day Type ↓ (weekday = 1, weekend = 2) | 0 | 1 | 2 | 3 | 4 | 5 | 6 | 7 | 8 | 9 | 10 | 11 | 12 | 13 | 14 | 15 | 16 | 17 | 18 | 19 | 20 | 21 | 22 | 23
1 | 1 | 1.0318 | 0.98382 | 0.95782 | 0.95226 | 0.97447 | 1.0767 | 1.2349 | 1.3603 | 1.3477 | 1.2582 | 1.1944 | 1.1657 | 1.1351 | 1.0864 | 1.0881 | 1.1306 | 1.2593 | 1.5562 | 1.6488 | 1.6086 | 1.5231 | 1.4213 | 1.2602 | 1.1093
1 | 2 | 1.0434 | 0.97705 | 0.95432 | 0.95339 | 0.94842 | 0.99011 | 1.0749 | 1.1994 | 1.3437 | 1.3968 | 1.4164 | 1.4117 | 1.3896 | 1.3537 | 1.3375 | 1.3585 | 1.4365 | 1.6781 | 1.6834 | 1.604 | 1.4972 | 1.3941 | 1.2588 | 1.1228
2 | 1 | 0.94611 | 0.89099 | 0.87635 | 0.87942 | 0.91076 | 1.0101 | 1.1871 | 1.3157 | 1.2794 | 1.1759 | 1.1071 | 1.0683 | 1.0264 | 0.98724 | 0.96691 | 1.005 | 1.1263 | 1.3663 | 1.5207 | 1.5183 | 1.4565 | 1.3339 | 1.1782 | 1.0142
2 | 2 | 0.95935 | 0.91069 | 0.8979 | 0.88794 | 0.89124 | 0.92572 | 1.0413 | 1.1844 | 1.3099 | 1.3698 | 1.3651 | 1.3413 | 1.2647 | 1.2167 | 1.1954 | 1.2237 | 1.2797 | 1.4256 | 1.5537 | 1.5091 | 1.422 | 1.3424 | 1.1982 | 1.0416
3 | 1 | 0.82916 | 0.78435 | 0.76853 | 0.76889 | 0.79993 | 0.8975 | 1.0722 | 1.2274 | 1.1686 | 1.0936 | 1.0369 | 0.99247 | 0.96969 | 0.92233 | 0.8986 | 0.91529 | 1.0133 | 1.1537 | 1.2516 | 1.2848 | 1.3022 | 1.2216 | 1.0643 | 0.90401
3 | 2 | 0.84876 | 0.80474 | 0.70116 | 0.77932 | 0.79041 | 0.81691 | 0.90212 | 1.0474 | 1.1738 | 1.2316 | 1.2271 | 1.2064 | 1.1614 | 1.1027 | 1.0877 | 1.1088 | 1.139 | 1.225 | 1.2939 | 1.3203 | 1.3197 | 1.2296 | 1.055 | 0.90503
4 | 1 | 0.77127 | 0.72013 | 0.70129 | 0.70274 | 0.72738 | 0.80741 | 0.9816 | 1.1245 | 1.096 | 1.0299 | 0.96756 | 0.91933 | 0.90027 | 0.8693 | 0.85436 | 0.87558 | 0.94096 | 1.0766 | 1.1395 | 1.1665 | 1.2221 | 1.1818 | 1.0311 | 0.86344
4 | 2 | 0.76822 | 0.71586 | 0.69435 | 0.6872 | 0.69983 | 0.73245 | 0.82672 | 0.95119 | 1.0703 | 1.1387 | 1.1551 | 1.1278 | 1.1052 | 1.0788 | 1.0623 | 1.0589 | 1.0976 | 1.1974 | 1.2047 | 1.2149 | 1.2346 | 1.1921 | 1.0561 | 0.87391
5 | 1 | 0.69328 | 0.63379 | 0.60339 | 0.59723 | 0.61573 | 0.70659 | 0.8744 | 0.97389 | 0.94981 | 0.89606 | 0.86149 | 0.8424 | 0.83816 | 0.8065 | 0.79186 | 0.80715 | 0.8808 | 1.0352 | 1.0746 | 1.0707 | 1.0903 | 1.087 | 0.95853 | 0.7798
5 | 2 | 0.71618 | 0.64723 | 0.61691 | 0.61233 | 0.61934 | 0.65775 | 0.75475 | 0.86226 | 0.96297 | 1.0402 | 1.0244 | 0.97861 | 0.99222 | 0.94775 | 0.92519 | 0.95013 | 1.0061 | 1.0905 | 1.121 | 1.0911 | 1.1225 | 1.1137 | 0.99876 | 0.83564
6 | 1 | 0.69795 | 0.62355 | 0.57997 | 0.56477 | 0.57095 | 0.64689 | 0.76494 | 0.83727 | 0.86085 | 0.85518 | 0.83959 | 0.86098 | 0.85813 | 0.84237 | 0.84999 | 0.89049 | 0.96442 | 1.0891 | 1.139 | 1.11 | 1.0933 | 1.0822 | 0.98151 | 0.80827
6 | 2 | 0.71744 | 0.6332 | 0.58839 | 0.57947 | 0.5753 | 0.60305 | 0.68015 | 0.75042 | 0.83714 | 0.90456 | 0.93298 | 0.94377 | 0.9594 | 0.94436 | 0.95605 | 0.99128 | 1.0328 | 1.101 | 1.125 | 1.1163 | 1.0869 | 1.0829 | 0.98839 | 0.8206
7 | 1 | 0.83531 | 0.72663 | 0.67014 | 0.64427 | 0.63976 | 0.68725 | 0.77761 | 0.84235 | 0.89498 | 0.92154 | 0.95852 | 1.0278 | 1.0933 | 1.1356 | 1.1989 | 1.2581 | 1.3451 | 1.4718 | 1.514 | 1.4761 | 1.3974 | 1.3285 | 1.1806 | 0.97906
7 | 2 | 0.80859 | 0.71745 | 0.66466 | 0.63726 | 0.62785 | 0.64532 | 0.6966 | 0.76802 | 0.86166 | 0.95128 | 1.0122 | 1.086 | 1.1486 | 1.2159 | 1.2744 | 1.3426 | 1.4229 | 1.5008 | 1.5006 | 1.4879 | 1.4057 | 1.305 | 1.1818 | 0.96108
8 | 1 | 0.76385 | 0.67685 | 0.62466 | 0.60053 | 0.59781 | 0.64792 | 0.7468 | 0.8253 | 0.85898 | 0.86919 | 0.87166 | 0.91001 | 0.97258 | 1.0184 | 1.0834 | 1.1616 | 1.2667 | 1.392 | 1.435 | 1.387 | 1.2977 | 1.2376 | 1.0708 | 0.87455
8 | 2 | 0.73868 | 0.66191 | 0.61685 | 0.59318 | 0.58197 | 0.59233 | 0.6394 | 0.72916 | 0.82522 | 0.91649 | 0.95625 | 0.99675 | 1.0418 | 1.1025 | 1.1992 | 1.2544 | 1.3416 | 1.4171 | 1.4394 | 1.3933 | 1.3059 | 1.2476 | 1.0948 | 0.89631
9 | 1 | 0.62157 | 0.55998 | 0.52989 | 0.52619 | 0.53186 | 0.59431 | 0.74561 | 0.87726 | 0.83479 | 0.79403 | 0.74897 | 0.74989 | 0.76038 | 0.75483 | 0.77916 | 0.82372 | 0.92583 | 1.0704 | 1.1167 | 1.1353 | 1.135 | 1.0406 | 0.87004 | 0.71913
9 | 2 | 0.63867 | 0.57772 | 0.54419 | 0.53054 | 0.52941 | 0.54423 | 0.59504 | 0.6956 | 0.8152 | 0.91963 | 0.91745 | 0.91526 | 0.91692 | 0.92252 | 0.96936 | 1.0069 | 1.0818 | 1.1781 | 1.1648 | 1.1497 | 1.1357 | 1.0303 | 0.88006 | 0.72325
10 | 1 | 0.7073 | 0.65618 | 0.63132 | 0.63409 | 0.65611 | 0.74951 | 0.91396 | 1.0797 | 1.0362 | 0.95968 | 0.90184 | 0.86661 | 0.84724 | 0.81102 | 0.80487 | 0.82369 | 0.92072 | 1.08 | 1.1951 | 1.253 | 1.206 | 1.1022 | 0.95748 | 0.80754
10 | 2 | 0.73004 | 0.67562 | 0.65277 | 0.64546 | 0.65133 | 0.69096 | 0.77153 | 0.89415 | 1.0195 | 1.0972 | 1.1162 | 1.0779 | 1.0355 | 1.0123 | 0.98704 | 1.0056 | 1.0639 | 1.1597 | 1.2093 | 1.2467 | 1.1769 | 1.0859 | 0.93182 | 0.78541
11 | 1 | 0.87375 | 0.82155 | 0.81015 | 0.80246 | 0.83531 | 0.94309 | 1.0955 | 1.2466 | 1.2165 | 1.1426 | 1.0763 | 1.0345 | 1.0004 | 0.96343 | 0.96059 | 0.99276 | 1.1394 | 1.398 | 1.466 | 1.43 | 1.3787 | 1.2693 | 1.1106 | 0.96895
11 | 2 | 0.92525 | 0.86621 | 0.83613 | 0.83158 | 0.84126 | 0.87855 | 0.96671 | 1.0981 | 1.2331 | 1.3014 | 1.3085 | 1.282 | 1.2623 | 1.2094 | 1.2057 | 1.2331 | 1.3206 | 1.5161 | 1.5498 | 1.5059 | 1.4147 | 1.3039 | 1.1615 | 1.0137
12 | 1 | 1.0889 | 1.0221 | 1.0011 | 0.99712 | 1.0248 | 1.1208 | 1.2682 | 1.4175 | 1.4157 | 1.3312 | 1.2698 | 1.2381 | 1.2063 | 1.1685 | 1.16 | 1.2072 | 1.3805 | 1.645 | 1.7118 | 1.6876 | 1.6226 | 1.5272 | 1.362 | 1.1819
12 | 2 | 1.1066 | 1.0364 | 1.0137 | 1.0038 | 1.0083 | 1.0555 | 1.147 | 1.2583 | 1.4356 | 1.4885 | 1.4947 | 1.4684 | 1.4298 | 1.4067 | 1.3941 | 1.4331 | 1.5631 | 1.7668 | 1.7299 | 1.6929 | 1.6214 | 1.5093 | 1.366 | 1.1998
Secondary Non-Demand Class, per customer load without solar, normalized based on average customer size
Month | Hour of Day → Day Type ↓ (weekday = 1, weekend = 2) | 0 | 1 | 2 | 3 | 4 | 5 | 6 | 7 | 8 | 9 | 10 | 11 | 12 | 13 | 14 | 15 | 16 | 17 | 18 | 19 | 20 | 21 | 22 | 23
1 | 1 | 0.65821 | 0.65363 | 0.66118 | 0.66449 | 0.67132 | 0.68264 | 0.72252 | 0.80503 | 0.92357 | 0.9774 | 1.0293 | 1.0325 | 1.0085 | 1.0006 | 1.0131 | 1.0034 | 0.98867 | 0.93309 | 0.82081 | 0.7798 | 0.74787 | 0.71751 | 0.68631 | 0.66652
1 | 2 | 0.68474 | 0.67273 | 0.68347 | 0.67896 | 0.67998 | 0.68258 | 0.69538 | 0.71501 | 0.7249 | 0.73765 | 0.79234 | 0.79165 | 0.76856 | 0.76191 | 0.75122 | 0.73376 | 0.73476 | 0.79426 | 0.76173 | 0.7432 | 0.73913 | 0.72941 | 0.70446 | 0.68172
2 | 1 | 0.66968 | 0.66704 | 0.66658 | 0.67561 | 0.68352 | 0.7006 | 0.73124 | 0.79527 | 0.89965 | 0.97327 | 1.0186 | 1.0172 | 0.98983 | 0.99501 | 1.0043 | 0.99032 | 0.96662 | 0.89808 | 0.82187 | 0.7965 | 0.76261 | 0.73154 | 0.71114 | 0.68691
2 | 2 | 0.68307 | 0.67072 | 0.67159 | 0.67689 | 0.67817 | 0.68606 | 0.69837 | 0.68971 | 0.69198 | 0.71731 | 0.74353 | 0.74174 | 0.73845 | 0.73388 | 0.73294 | 0.72614 | 0.71309 | 0.72853 | 0.7534 | 0.7407 | 0.72633 | 0.71695 | 0.69529 | 0.68331
3 | 1 | 0.58465 | 0.58515 | 0.58579 | 0.59025 | 0.59928 | 0.61357 | 0.64712 | 0.68778 | 0.80139 | 0.87656 | 0.94288 | 0.93539 | 0.91252 | 0.91529 | 0.9172 | 0.90447 | 0.88967 | 0.80326 | 0.69585 | 0.67619 | 0.67376 | 0.64523 | 0.61956 | 0.6006
3 | 2 | 0.57748 | 0.5763 | 0.55025 | 0.57449 | 0.5825 | 0.59097 | 0.6041 | 0.5859 | 0.60915 | 0.66077 | 0.71144 | 0.69373 | 0.68025 | 0.67171 | 0.65815 | 0.64433 | 0.63446 | 0.6229 | 0.6002 | 0.61511 | 0.63691 | 0.63586 | 0.60037 | 0.58624
4 | 1 | 0.51589 | 0.50804 | 0.50637 | 0.51254 | 0.51781 | 0.5315 | 0.56129 | 0.61094 | 0.7488 | 0.83325 | 0.9007 | 0.9061 | 0.88027 | 0.88733 | 0.88799 | 0.87751 | 0.84398 | 0.75147 | 0.62461 | 0.57303 | 0.59506 | 0.59071 | 0.55649 | 0.53607
4 | 2 | 0.50829 | 0.50461 | 0.48277 | 0.49078 | 0.50226 | 0.50494 | 0.5118 | 0.50701 | 0.53623 | 0.5764 | 0.6272 | 0.6217 | 0.61218 | 0.60096 | 0.6022 | 0.59358 | 0.58025 | 0.54418 | 0.51459 | 0.52014 | 0.55399 | 0.55932 | 0.53272 | 0.51821
5 | 1 | 0.48462 | 0.48095 | 0.46937 | 0.46842 | 0.46301 | 0.47991 | 0.48062 | 0.54983 | 0.67658 | 0.7527 | 0.83117 | 0.85227 | 0.82949 | 0.84538 | 0.85846 | 0.85307 | 0.83237 | 0.7265 | 0.5908 | 0.53911 | 0.52323 | 0.54311 | 0.52528 | 0.49956
5 | 2 | 0.48536 | 0.48009 | 0.46227 | 0.45821 | 0.4553 | 0.46202 | 0.43448 | 0.44531 | 0.50066 | 0.53966 | 0.59568 | 0.59941 | 0.59685 | 0.59381 | 0.57242 | 0.56895 | 0.56795 | 0.54415 | 0.50791 | 0.48178 | 0.49066 | 0.52472 | 0.51228 | 0.49004
6 | 1 | 0.51615 | 0.49513 | 0.47443 | 0.46969 | 0.46163 | 0.45286 | 0.46388 | 0.56143 | 0.71249 | 0.81163 | 0.89739 | 0.9281 | 0.93413 | 0.95591 | 0.99241 | 1.0022 | 0.98081 | 0.86306 | 0.72119 | 0.65079 | 0.6005 | 0.59631 | 0.58496 | 0.54472
6 | 2 | 0.50426 | 0.48615 | 0.46016 | 0.45945 | 0.44434 | 0.43264 | 0.4165 | 0.44512 | 0.50192 | 0.56477 | 0.63023 | 0.63837 | 0.64386 | 0.66406 | 0.67847 | 0.68057 | 0.66812 | 0.65572 | 0.61268 | 0.57984 | 0.5494 | 0.56774 | 0.5587 | 0.52269
7 | 1 | 0.58373 | 0.5585 | 0.52572 | 0.51058 | 0.50339 | 0.50804 | 0.51554 | 0.61302 | 0.77305 | 0.89429 | 1.0108 | 1.0619 | 1.0739 | 1.1211 | 1.1541 | 1.1748 | 1.1574 | 1.0425 | 0.87636 | 0.79404 | 0.73238 | 0.71417 | 0.69538 | 0.63789
7 | 2 | 0.605 | 0.57684 | 0.54078 | 0.51772 | 0.50848 | 0.51159 | 0.49513 | 0.52208 | 0.57613 | 0.64792 | 0.73554 | 0.7856 | 0.80416 | 0.8167 | 0.83323 | 0.85176 | 0.8457 | 0.82766 | 0.77522 | 0.74558 | 0.70514 | 0.69797 | 0.6817 | 0.62686
8 | 1 | 0.53733 | 0.50238 | 0.48798 | 0.47575 | 0.46831 | 0.48122 | 0.50074 | 0.57128 | 0.71493 | 0.81859 | 0.93091 | 0.97766 | 0.98101 | 1.0178 | 1.0597 | 1.088 | 1.0754 | 0.94222 | 0.77258 | 0.6941 | 0.66923 | 0.65276 | 0.61884 | 0.57237
8 | 2 | 0.53208 | 0.50619 | 0.48562 | 0.46615 | 0.45962 | 0.46718 | 0.46192 | 0.45052 | 0.50538 | 0.55685 | 0.63468 | 0.67851 | 0.69622 | 0.72263 | 0.74791 | 0.75743 | 0.74628 | 0.70443 | 0.66128 | 0.63879 | 0.62225 | 0.62246 | 0.59413 | 0.55617
9 | 1 | 0.49437 | 0.4675 | 0.46246 | 0.4556 | 0.45246 | 0.46796 | 0.50283 | 0.55416 | 0.6885 | 0.76783 | 0.83525 | 0.8415 | 0.83808 | 0.86288 | 0.87456 | 0.88591 | 0.87342 | 0.76589 | 0.61832 | 0.59796 | 0.60696 | 0.57512 | 0.54734 | 0.51541
9 | 2 | 0.48553 | 0.46567 | 0.45103 | 0.44173 | 0.43697 | 0.44863 | 0.45176 | 0.44702 | 0.49137 | 0.54237 | 0.60183 | 0.61393 | 0.6117 | 0.61531 | 0.61258 | 0.6144 | 0.60727 | 0.57708 | 0.52224 | 0.53864 | 0.56995 | 0.55622 | 0.53683 | 0.5083
10 | 1 | 0.50093 | 0.49134 | 0.48863 | 0.49495 | 0.49858 | 0.51452 | 0.55658 | 0.64771 | 0.76501 | 0.83535 | 0.89502 | 0.89658 | 0.8671 | 0.86839 | 0.86559 | 0.87151 | 0.84646 | 0.73106 | 0.63941 | 0.64638 | 0.62743 | 0.59584 | 0.55069 | 0.52676
10 | 2 | 0.48795 | 0.49389 | 0.47494 | 0.47682 | 0.47758 | 0.4897 | 0.50149 | 0.52009 | 0.54976 | 0.56686 | 0.61505 | 0.62591 | 0.61915 | 0.61546 | 0.60169 | 0.59115 | 0.56387 | 0.54906 | 0.55037 | 0.58317 | 0.57789 | 0.55347 | 0.53602 | 0.51013
11 | 1 | 0.56596 | 0.56799 | 0.57157 | 0.57546 | 0.57711 | 0.60104 | 0.63906 | 0.7142 | 0.79691 | 0.87793 | 0.94037 | 0.93997 | 0.9117 | 0.91428 | 0.92428 | 0.92503 | 0.93073 | 0.86995 | 0.76514 | 0.72033 | 0.691 | 0.66565 | 0.63143 | 0.59569
11 | 2 | 0.55393 | 0.5911 | 0.54927 | 0.55507 | 0.552 | 0.56614 | 0.5818 | 0.59234 | 0.59969 | 0.62373 | 0.6732 | 0.67826 | 0.66132 | 0.67294 | 0.68579 | 0.66907 | 0.67047 | 0.70033 | 0.67234 | 0.65815 | 0.65871 | 0.63114 | 0.59684 | 0.5655
12 | 1 | 0.68789 | 0.69538 | 0.69648 | 0.69472 | 0.69855 | 0.71946 | 0.74521 | 0.81807 | 0.92293 | 0.99483 | 1.0565 | 1.0567 | 1.0295 | 1.0312 | 1.0406 | 1.034 | 1.0504 | 1.0052 | 0.88325 | 0.83853 | 0.80496 | 0.76846 | 0.73457 | 0.71638
12 | 2 | 0.72477 | 0.71565 | 0.72107 | 0.70499 | 0.71964 | 0.72358 | 0.7367 | 0.74832 | 0.76733 | 0.77942 | 0.8571 | 0.8408 | 0.82435 | 0.80993 | 0.8 | 0.81076 | 0.81928 | 0.87129 | 0.83079 | 0.80893 | 0.79663 | 0.77159 | 0.74754 | 0.72729
Secondary Demand Class, per customer load without solar, normalized based on average customer size
Month | Hour of Day → Day Type ↓ (weekday = 1, weekend = 2) | 0 | 1 | 2 | 3 | 4 | 5 | 6 | 7 | 8 | 9 | 10 | 11 | 12 | 13 | 14 | 15 | 16 | 17 | 18 | 19 | 20 | 21 | 22 | 23
1 | 1 | 21.8206 | 21.4544 | 21.1443 | 20.933 | 21.2796 | 23.0455 | 26.6465 | 31.0019 | 34.2708 | 35.4011 | 35.9941 | 35.9782 | 35.4133 | 35.3894 | 35.125 | 34.6264 | 33.73 | 32.3433 | 30.3528 | 29.2435 | 28.0201 | 26.1001 | 24.1759 | 22.8016
1 | 2 | 21.9668 | 21.4984 | 20.9625 | 20.7194 | 20.8458 | 21.5052 | 22.7731 | 24.2118 | 24.9401 | 25.578 | 26.2495 | 26.2467 | 26.1494 | 25.9018 | 25.729 | 25.8031 | 26.2619 | 27.1137 | 26.6535 | 26.2292 | 25.5737 | 24.5055 | 23.406 | 22.4938
2 | 1 | 21.4866 | 21.0774 | 20.7935 | 20.7006 | 21.1652 | 22.8728 | 26.3544 | 30.3908 | 33.7468 | 35.1962 | 35.7622 | 35.7157 | 35.2682 | 35.2509 | 35.0184 | 34.3659 | 33.1267 | 31.0295 | 29.7603 | 28.832 | 27.4585 | 25.5805 | 23.8048 | 22.492
2 | 2 | 21.4049 | 20.949 | 20.5441 | 20.3746 | 20.4575 | 20.9279 | 22.2446 | 23.3247 | 24.0708 | 24.9405 | 25.5861 | 25.7368 | 25.653 | 25.4219 | 25.3035 | 25.1565 | 25.0714 | 25.1495 | 25.5218 | 25.1665 | 24.436 | 23.4624 | 22.3212 | 21.6125
3 | 1 | 20.25 | 19.8454 | 19.5799 | 19.4915 | 19.8065 | 21.4814 | 24.9329 | 28.9767 | 32.8099 | 34.5545 | 35.2774 | 35.3032 | 34.8935 | 34.9285 | 34.8252 | 34.1758 | 32.5967 | 29.7668 | 27.8649 | 27.2009 | 26.2536 | 24.6177 | 22.5343 | 21.1826
3 | 2 | 19.9294 | 19.469 | 18.284 | 18.9169 | 19.0181 | 19.5293 | 20.6902 | 21.564 | 22.696 | 23.8298 | 24.4516 | 24.5662 | 24.7023 | 24.5756 | 24.39 | 24.4086 | 24.2266 | 23.8107 | 23.5107 | 23.7135 | 23.3467 | 22.3776 | 21.0246 | 20.1143
4 | 1 | 19.5639 | 19.0758 | 18.7834 | 18.707 | 18.9571 | 20.4587 | 24.0609 | 27.9891 | 32.4077 | 34.4363 | 35.3573 | 35.4726 | 35.0924 | 35.3188 | 35.3256 | 34.7404 | 33.1378 | 30.1557 | 27.6457 | 26.3226 | 25.909 | 24.4565 | 22.1644 | 20.5998
4 | 2 | 19.347 | 18.8439 | 17.7801 | 18.2453 | 18.1768 | 18.5725 | 19.4644 | 20.1244 | 21.9167 | 23.3603 | 24.2278 | 24.6057 | 24.5418 | 24.5645 | 24.4896 | 24.3892 | 23.9814 | 23.476 | 22.7211 | 22.3908 | 22.6049 | 22.042 | 20.7042 | 19.6013
5 | 1 | 19.6186 | 19.0802 | 18.6963 | 18.5326 | 18.8425 | 20.275 | 23.2464 | 27.6736 | 32.334 | 34.4169 | 35.6316 | 36.093 | 36.0766 | 36.5796 | 36.4579 | 36.0457 | 34.5287 | 31.5394 | 28.9177 | 27.2056 | 25.9109 | 25.0502 | 22.6137 | 20.8719
5 | 2 | 19.5561 | 18.9421 | 18.4795 | 18.148 | 18.1469 | 18.5199 | 19.0099 | 20.3483 | 22.4588 | 24.051 | 25.0207 | 25.43 | 25.6555 | 25.5667 | 25.6721 | 25.6511 | 25.4065 | 24.827 | 23.916 | 23.1452 | 22.5025 | 22.6015 | 21.207 | 19.9335
6 | 1 | 20.8839 | 20.106 | 19.6063 | 19.4431 | 19.9102 | 21.0152 | 24.2443 | 28.8428 | 33.4539 | 35.8615 | 37.4583 | 38.4297 | 38.5019 | 39.2161 | 39.4778 | 39.357 | 38.2071 | 34.8902 | 31.8349 | 29.9796 | 28.2299 | 27.1554 | 24.7938 | 22.6181
6 | 2 | 20.6055 | 19.7945 | 19.0842 | 18.745 | 18.7855 | 18.9322 | 19.4739 | 21.2932 | 23.7105 | 25.4932 | 26.6557 | 27.2637 | 27.4794 | 27.7188 | 27.9508 | 28.039 | 27.9926 | 27.2576 | 26.2829 | 25.3692 | 24.305 | 24.1271 | 22.7337 | 21.2435
7 | 1 | 23.3309 | 22.4188 | 21.7995 | 21.576 | 22.0182 | 23.3675 | 26.4883 | 31.002 | 35.4643 | 38.1289 | 39.6571 | 40.7632 | 41.0916 | 41.8381 | 42.1923 | 42.0574 | 40.9931 | 37.8798 | 34.8045 | 33.0402 | 31.2473 | 30.1687 | 27.5853 | 25.3063
7 | 2 | 23.5041 | 22.4046 | 21.6716 | 21.287 | 21.2106 | 21.5388 | 22.0247 | 23.7392 | 26.2904 | 28.2297 | 29.7697 | 30.635 | 31.2579 | 31.7606 | 31.9983 | 32.1133 | 32.1251 | 31.3278 | 30.2557 | 29.2561 | 28.1741 | 27.9141 | 26.0171 | 24.1409
8 | 1 | 22.253 | 21.4855 | 20.9359 | 20.7209 | 21.1112 | 22.6643 | 26.1206 | 29.9184 | 34.337 | 36.82 | 38.2473 | 39.3766 | 39.798 | 40.6088 | 41.0561 | 41.077 | 40.009 | 36.6537 | 33.3656 | 31.3607 | 30.048 | 28.7221 | 25.8544 | 23.6651
8 | 2 | 21.8954 | 21.0197 | 20.4078 | 20.1101 | 19.9709 | 20.3945 | 21.37 | 22.2364 | 24.4712 | 26.063 | 27.4158 | 28.3721 | 28.9026 | 29.3944 | 29.7374 | 29.9994 | 30.0472 | 29.2929 | 28.2445 | 27.3156 | 26.6227 | 26.1231 | 24.1803 | 22.4268
9 | 1 | 20.1951 | 19.5947 | 19.1913 | 19.1072 | 19.4687 | 21.0259 | 24.7237 | 28.5932 | 32.4581 | 34.462 | 35.6885 | 36.5337 | 36.6254 | 37.1676 | 37.317 | 36.9356 | 35.6117 | 32.4294 | 29.7423 | 28.6679 | 27.4808 | 25.5947 | 23.1563 | 21.328
9 | 2 | 20.1411 | 19.5309 | 19.058 | 18.7591 | 18.6519 | 19.1236 | 20.5771 | 21.4406 | 22.8271 | 24.0298 | 25.1636 | 25.7426 | 26.0806 | 26.1532 | 26.195 | 26.2327 | 26.2089 | 25.6278 | 24.7298 | 24.4187 | 24.0488 | 23.0889 | 21.5683 | 20.3216
10 | 1 | 19.5588 | 19.1571 | 18.7211 | 18.6059 | 18.968 | 20.4841 | 24.3028 | 28.7737 | 32.4511 | 34.0433 | 34.7897 | 35.1151 | 34.7793 | 35.0342 | 34.9823 | 34.3474 | 32.788 | 29.8474 | 27.9908 | 27.2174 | 25.79 | 24.2221 | 22.0782 | 20.5623
10 | 2 | 19.3987 | 19.5377 | 18.4738 | 18.2751 | 18.2245 | 18.5848 | 20.0232 | 21.3422 | 22.202 | 23.1479 | 24.0563 | 24.4271 | 24.4762 | 24.513 | 24.4918 | 24.3727 | 24.2569 | 23.6382 | 23.4988 | 23.5009 | 22.7206 | 21.9455 | 20.6032 | 19.5188
11 | 1 | 20.3059 | 19.9426 | 19.5919 | 19.5655 | 19.9931 | 21.6907 | 24.9925 | 28.8843 | 31.9952 | 33.4499 | 34.1447 | 34.3052 | 33.992 | 33.9175 | 33.8292 | 33.2367 | 31.9505 | 30.3324 | 28.4194 | 27.2495 | 26.0845 | 24.4533 | 22.4717 | 21.2625
11 | 2 | 19.6986 | 20.863 | 18.8891 | 18.796 | 18.8129 | 19.3954 | 20.7487 | 21.8579 | 22.5643 | 23.4751 | 24.3068 | 24.6421 | 24.7767 | 24.5179 | 24.406 | 24.2401 | 24.4247 | 24.8909 | 24.3322 | 23.7331 | 23.1188 | 22.1903 | 20.9048 | 20.0184
12 | 1 | 22.3701 | 21.9792 | 21.6194 | 21.5034 | 21.9198 | 23.6216 | 27.0417 | 31.0983 | 34.1848 | 35.3327 | 35.7986 | 36.0014 | 35.516 | 35.4171 | 35.2717 | 34.7074 | 33.9276 | 32.5156 | 30.2896 | 29.2039 | 28.0922 | 26.4483 | 24.6835 | 23.4147
12 | 2 | 22.378 | 21.9229 | 21.5352 | 21.2741 | 21.4265 | 22.0098 | 23.327 | 24.7594 | 25.4478 | 26.0201 | 26.6735 | 26.81 | 26.7214 | 26.4397 | 26.1093 | 25.9347 | 26.4487 | 27.2991 | 26.6155 | 26.0611 | 25.4874 | 24.5301 | 23.3683 | 22.4424
Primary Non-Demand Class, per customer load without solar, normalized based on average customer size
Month | Hour of Day → Day Type ↓ (weekday = 1, weekend = 2) | 0 | 1 | 2 | 3 | 4 | 5 | 6 | 7 | 8 | 9 | 10 | 11 | 12 | 13 | 14 | 15 | 16 | 17 | 18 | 19 | 20 | 21 | 22 | 23
1 | 1 | 1.4238 | 1.4139 | 1.4302 | 1.4373 | 1.4521 | 1.4766 | 1.5629 | 1.7413 | 1.9977 | 2.1142 | 2.2263 | 2.2334 | 2.1815 | 2.1644 | 2.1915 | 2.1705 | 2.1386 | 2.0183 | 1.7755 | 1.6868 | 1.6177 | 1.552 | 1.4845 | 1.4417
1 | 2 | 1.4811 | 1.4552 | 1.4784 | 1.4686 | 1.4708 | 1.4765 | 1.5042 | 1.5466 | 1.568 | 1.5956 | 1.7139 | 1.7124 | 1.6625 | 1.6481 | 1.6249 | 1.5872 | 1.5893 | 1.718 | 1.6477 | 1.6076 | 1.5988 | 1.5778 | 1.5238 | 1.4746
2 | 1 | 1.4486 | 1.4429 | 1.4418 | 1.4614 | 1.4785 | 1.5154 | 1.5817 | 1.7202 | 1.946 | 2.1052 | 2.2033 | 2.2003 | 2.1411 | 2.1523 | 2.1724 | 2.1421 | 2.0909 | 1.9426 | 1.7778 | 1.7229 | 1.6496 | 1.5824 | 1.5382 | 1.4858
2 | 2 | 1.4775 | 1.4508 | 1.4527 | 1.4642 | 1.4669 | 1.484 | 1.5106 | 1.4919 | 1.4968 | 1.5516 | 1.6083 | 1.6044 | 1.5973 | 1.5874 | 1.5854 | 1.5707 | 1.5425 | 1.5759 | 1.6296 | 1.6022 | 1.5711 | 1.5508 | 1.504 | 1.478
3 | 1 | 1.2646 | 1.2657 | 1.2671 | 1.2767 | 1.2963 | 1.3272 | 1.3998 | 1.4877 | 1.7335 | 1.8961 | 2.0395 | 2.0233 | 1.9738 | 1.9798 | 1.984 | 1.9564 | 1.9244 | 1.7375 | 1.5052 | 1.4626 | 1.4574 | 1.3957 | 1.3402 | 1.2991
3 | 2 | 1.2491 | 1.2466 | 1.1902 | 1.2427 | 1.26 | 1.2783 | 1.3067 | 1.2673 | 1.3176 | 1.4293 | 1.5389 | 1.5006 | 1.4714 | 1.453 | 1.4236 | 1.3937 | 1.3724 | 1.3474 | 1.2983 | 1.3305 | 1.3777 | 1.3754 | 1.2986 | 1.2681
4 | 1 | 1.1159 | 1.0989 | 1.0953 | 1.1087 | 1.1201 | 1.1497 | 1.2141 | 1.3215 | 1.6197 | 1.8024 | 1.9483 | 1.9599 | 1.9041 | 1.9194 | 1.9208 | 1.8981 | 1.8256 | 1.6255 | 1.3511 | 1.2395 | 1.2871 | 1.2778 | 1.2037 | 1.1595
4 | 2 | 1.0995 | 1.0915 | 1.0443 | 1.0616 | 1.0864 | 1.0922 | 1.1071 | 1.0967 | 1.1599 | 1.2468 | 1.3567 | 1.3448 | 1.3242 | 1.2999 | 1.3026 | 1.284 | 1.2551 | 1.1771 | 1.1131 | 1.1251 | 1.1983 | 1.2098 | 1.1523 | 1.1209
5 | 1 | 1.0483 | 1.0403 | 1.0153 | 1.0132 | 1.0015 | 1.0381 | 1.0396 | 1.1893 | 1.4635 | 1.6281 | 1.7979 | 1.8435 | 1.7942 | 1.8286 | 1.8569 | 1.8452 | 1.8005 | 1.5715 | 1.2779 | 1.1661 | 1.1318 | 1.1748 | 1.1362 | 1.0806
5 | 2 | 1.0499 | 1.0385 | 0.99992 | 0.99115 | 0.98484 | 0.99939 | 0.93981 | 0.96323 | 1.083 | 1.1673 | 1.2885 | 1.2966 | 1.291 | 1.2845 | 1.2382 | 1.2307 | 1.2285 | 1.177 | 1.0986 | 1.0421 | 1.0613 | 1.135 | 1.1081 | 1.06
6 | 1 | 1.1165 | 1.071 | 1.0262 | 1.016 | 0.99853 | 0.97957 | 1.0034 | 1.2144 | 1.5412 | 1.7556 | 1.9411 | 2.0075 | 2.0206 | 2.0677 | 2.1466 | 2.1678 | 2.1216 | 1.8669 | 1.56 | 1.4077 | 1.2989 | 1.2899 | 1.2653 | 1.1783
6 | 2 | 1.0907 | 1.0516 | 0.99535 | 0.99382 | 0.96113 | 0.93582 | 0.90091 | 0.96281 | 1.0857 | 1.2216 | 1.3632 | 1.3808 | 1.3927 | 1.4364 | 1.4676 | 1.4721 | 1.4452 | 1.4184 | 1.3253 | 1.2542 | 1.1884 | 1.2281 | 1.2085 | 1.1306
7 | 1 | 1.2626 | 1.2081 | 1.1372 | 1.1044 | 1.0889 | 1.0989 | 1.1151 | 1.326 | 1.6722 | 1.9344 | 2.1865 | 2.2969 | 2.3229 | 2.425 | 2.4964 | 2.5412 | 2.5034 | 2.255 | 1.8956 | 1.7176 | 1.5842 | 1.5448 | 1.5042 | 1.3798
7 | 2 | 1.3087 | 1.2477 | 1.1698 | 1.1199 | 1.0999 | 1.1066 | 1.071 | 1.1293 | 1.2462 | 1.4015 | 1.591 | 1.6993 | 1.7395 | 1.7666 | 1.8023 | 1.8424 | 1.8293 | 1.7903 | 1.6768 | 1.6127 | 1.5253 | 1.5098 | 1.4746 | 1.3559
8 | 1 | 1.1623 | 1.0867 | 1.0555 | 1.0291 | 1.013 | 1.0409 | 1.0831 | 1.2357 | 1.5464 | 1.7707 | 2.0136 | 2.1148 | 2.122 | 2.2015 | 2.2922 | 2.3534 | 2.3261 | 2.0381 | 1.6711 | 1.5014 | 1.4476 | 1.412 | 1.3386 | 1.2381
8 | 2 | 1.1509 | 1.0949 | 1.0504 | 1.0083 | 0.99419 | 1.0105 | 0.99915 | 0.97451 | 1.0932 | 1.2045 | 1.3728 | 1.4677 | 1.506 | 1.5631 | 1.6178 | 1.6384 | 1.6142 | 1.5237 | 1.4304 | 1.3818 | 1.346 | 1.3464 | 1.2852 | 1.203
9 | 1 | 1.0694 | 1.0112 | 1.0003 | 0.9855 | 0.97871 | 1.0122 | 1.0876 | 1.1987 | 1.4893 | 1.6609 | 1.8067 | 1.8202 | 1.8128 | 1.8665 | 1.8917 | 1.9163 | 1.8893 | 1.6567 | 1.3375 | 1.2934 | 1.3129 | 1.244 | 1.1839 | 1.1149
9 | 2 | 1.0502 | 1.0073 | 0.9756 | 0.95549 | 0.94518 | 0.97041 | 0.97719 | 0.96693 | 1.0629 | 1.1732 | 1.3018 | 1.328 | 1.3231 | 1.331 | 1.325 | 1.329 | 1.3136 | 1.2483 | 1.1296 | 1.1651 | 1.2328 | 1.2031 | 1.1612 | 1.0995
10 | 1 | 1.0835 | 1.0628 | 1.0569 | 1.0706 | 1.0784 | 1.1129 | 1.2039 | 1.401 | 1.6548 | 1.8069 | 1.936 | 1.9394 | 1.8756 | 1.8784 | 1.8723 | 1.8851 | 1.831 | 1.5813 | 1.3831 | 1.3982 | 1.3572 | 1.2888 | 1.1912 | 1.1394
10 | 2 | 1.0555 | 1.0683 | 1.0273 | 1.0314 | 1.033 | 1.0592 | 1.0847 | 1.125 | 1.1892 | 1.2262 | 1.3304 | 1.3539 | 1.3393 | 1.3313 | 1.3015 | 1.2787 | 1.2197 | 1.1876 | 1.1905 | 1.2614 | 1.25 | 1.1972 | 1.1594 | 1.1034
11 | 1 | 1.2242 | 1.2286 | 1.2363 | 1.2448 | 1.2483 | 1.3001 | 1.3823 | 1.5449 | 1.7238 | 1.899 | 2.0341 | 2.0332 | 1.9721 | 1.9776 | 1.9993 | 2.0009 | 2.0132 | 1.8818 | 1.6551 | 1.5581 | 1.4947 | 1.4398 | 1.3658 | 1.2885
11 | 2 | 1.1982 | 1.2786 | 1.1881 | 1.2007 | 1.194 | 1.2246 | 1.2585 | 1.2813 | 1.2972 | 1.3492 | 1.4562 | 1.4671 | 1.4305 | 1.4556 | 1.4834 | 1.4472 | 1.4503 | 1.5149 | 1.4543 | 1.4236 | 1.4248 | 1.3652 | 1.291 | 1.2232
12 | 1 | 1.488 | 1.5042 | 1.5065 | 1.5027 | 1.511 | 1.5562 | 1.6119 | 1.7695 | 1.9964 | 2.1519 | 2.2853 | 2.2857 | 2.227 | 2.2305 | 2.2508 | 2.2365 | 2.272 | 2.1743 | 1.9105 | 1.8138 | 1.7412 | 1.6622 | 1.5889 | 1.5496
12 | 2 | 1.5677 | 1.548 | 1.5597 | 1.5249 | 1.5566 | 1.5652 | 1.5935 | 1.6187 | 1.6598 | 1.6859 | 1.854 | 1.8187 | 1.7831 | 1.7519 | 1.7304 | 1.7537 | 1.7721 | 1.8847 | 1.7971 | 1.7498 | 1.7232 | 1.669 | 1.617 | 1.5732
Primary Demand Class, per customer load without solar, normalized based on average customer size
Month | Hour of Day → Day Type ↓ (weekday = 1, weekend = 2) | 0 | 1 | 2 | 3 | 4 | 5 | 6 | 7 | 8 | 9 | 10 | 11 | 12 | 13 | 14 | 15 | 16 | 17 | 18 | 19 | 20 | 21 | 22 | 23
1 | 1 | 360.1533 | 354.1086 | 348.9908 | 345.502 | 351.2234 | 380.37 | 439.8046 | 511.6906 | 565.6458 | 584.3009 | 594.0892 | 593.8267 | 584.5025 | 584.1079 | 579.7432 | 571.5145 | 556.7192 | 533.832 | 500.9781 | 482.6686 | 462.4771 | 430.7857 | 399.0278 | 376.3446
1 | 2 | 362.5651 | 354.8345 | 345.9895 | 341.9764 | 344.0636 | 354.9461 | 375.873 | 399.62 | 411.6404 | 422.1693 | 433.2527 | 433.2058 | 431.5994 | 427.5133 | 424.661 | 425.8845 | 433.4565 | 447.5162 | 439.9206 | 432.9174 | 422.0978 | 404.468 | 386.3201 | 371.2642
2 | 1 | 354.6393 | 347.8853 | 343.2002 | 341.6669 | 349.3347 | 377.5197 | 434.9834 | 501.6059 | 556.9971 | 580.9194 | 590.2614 | 589.4942 | 582.108 | 581.8222 | 577.9845 | 567.2146 | 546.7613 | 512.1475 | 491.1989 | 475.8773 | 453.2067 | 422.2102 | 392.9029 | 371.2336
2 | 2 | 353.2911 | 345.7671 | 339.0835 | 336.2855 | 337.6549 | 345.4187 | 367.1514 | 384.9772 | 397.2927 | 411.6464 | 422.3029 | 424.7895 | 423.4069 | 419.5922 | 417.6392 | 415.2117 | 413.8082 | 415.0969 | 421.2406 | 415.3778 | 403.3199 | 387.2501 | 368.4154 | 356.7181
3 | 1 | 334.2296 | 327.5507 | 323.1689 | 321.7097 | 326.9087 | 354.5541 | 411.5217 | 478.2656 | 541.5322 | 570.3269 | 582.2596 | 582.6855 | 575.9223 | 576.501 | 574.796 | 564.0777 | 538.0144 | 491.3065 | 459.914 | 448.9555 | 433.3195 | 406.3198 | 371.9316 | 349.6224
3 | 2 | 328.9385 | 321.3393 | 301.7808 | 312.2268 | 313.8962 | 322.335 | 341.4955 | 355.9169 | 374.6009 | 393.3146 | 403.5774 | 405.4696 | 407.7151 | 405.6236 | 402.5607 | 402.8676 | 399.864 | 392.9987 | 388.0477 | 391.3945 | 385.3404 | 369.3466 | 347.0148 | 331.9894
4 | 1 | 322.9054 | 314.8491 | 310.0235 | 308.7628 | 312.8896 | 337.6742 | 397.1291 | 461.9649 | 534.895 | 568.376 | 583.5782 | 585.4814 | 579.2063 | 582.9423 | 583.0546 | 573.3956 | 546.9445 | 497.7244 | 456.2971 | 434.4592 | 427.633 | 403.6585 | 365.8271 | 340.0032
4 | 2 | 319.3247 | 311.0209 | 293.4641 | 301.1414 | 300.0105 | 306.5426 | 321.2635 | 332.1559 | 361.7382 | 385.5649 | 399.8837 | 406.1216 | 405.0657 | 405.4416 | 404.2045 | 402.5477 | 395.8173 | 387.4746 | 375.0148 | 369.5632 | 373.0972 | 363.8075 | 341.7257 | 323.5226
5 | 1 | 323.8087 | 314.9217 | 308.5849 | 305.8842 | 310.9992 | 334.6417 | 383.6862 | 456.7577 | 533.6784 | 568.0564 | 588.1046 | 595.7203 | 595.4498 | 603.7519 | 601.7434 | 594.9407 | 569.9013 | 520.5636 | 477.2921 | 449.0331 | 427.6642 | 413.4584 | 373.2434 | 344.4943
5 | 2 | 322.7769 | 312.6418 | 305.0068 | 299.5355 | 299.517 | 305.6735 | 313.7617 | 335.8525 | 370.6866 | 396.9662 | 412.9704 | 419.7254 | 423.448 | 421.9822 | 423.7225 | 423.3748 | 419.3386 | 409.7731 | 394.7368 | 382.0146 | 371.4071 | 373.0407 | 350.0246 | 329.0059
6 | 1 | 344.6916 | 331.8529 | 323.6045 | 320.9122 | 328.6215 | 346.8593 | 400.1569 | 476.0546 | 552.1617 | 591.8998 | 618.2549 | 634.2887 | 635.4806 | 647.2682 | 651.5879 | 649.594 | 630.6142 | 575.8676 | 525.4409 | 494.8184 | 465.9384 | 448.204 | 409.2257 | 373.3148
6 | 2 | 340.0966 | 326.7115 | 314.9883 | 309.3894 | 310.057 | 312.479 | 321.4207 | 351.4484 | 391.3461 | 420.7699 | 439.9572 | 449.9923 | 453.5522 | 457.5032 | 461.3324 | 462.7883 | 462.0229 | 449.8912 | 433.804 | 418.7226 | 401.1585 | 398.2221 | 375.2226 | 350.627
7 | 1 | 385.0809 | 370.0265 | 359.8042 | 356.1156 | 363.4131 | 385.6836 | 437.1936 | 511.6924 | 585.3441 | 629.3235 | 654.5472 | 672.803 | 678.2237 | 690.5452 | 696.3907 | 694.1649 | 676.5983 | 625.2117 | 574.4541 | 545.3333 | 515.7421 | 497.9386 | 455.2998 | 417.6839
7 | 2 | 387.9389 | 369.7915 | 357.6935 | 351.3461 | 350.0852 | 355.5021 | 363.5217 | 391.8189 | 433.927 | 465.936 | 491.3532 | 505.6357 | 515.9168 | 524.2141 | 528.1376 | 530.0352 | 530.2307 | 517.0712 | 499.3758 | 482.8762 | 465.0173 | 460.7261 | 429.4161 | 398.4502
8 | 1 | 367.2886 | 354.6215 | 345.5509 | 342.0023 | 348.4431 | 374.0777 | 431.1243 | 493.8079 | 566.737 | 607.7196 | 631.2778 | 649.9165 | 656.8724 | 670.2556 | 677.6373 | 677.9817 | 660.3544 | 604.9758 | 550.7045 | 517.6127 | 495.947 | 474.0625 | 426.7305 | 390.5964
8 | 2 | 361.3867 | 346.9339 | 336.8344 | 331.9212 | 329.6229 | 336.6151 | 352.7154 | 367.0155 | 403.9006 | 430.1747 | 452.5017 | 468.2856 | 477.0416 | 485.1589 | 490.8214 | 495.1449 | 495.9337 | 483.4846 | 466.1797 | 450.8483 | 439.4123 | 431.1658 | 399.0991 | 370.1578
9 | 1 | 333.3239 | 323.4138 | 316.7558 | 315.3681 | 321.3346 | 347.0366 | 408.0681 | 471.9352 | 535.7256 | 568.801 | 589.0447 | 602.9947 | 604.5089 | 613.4571 | 615.9233 | 609.6279 | 587.7772 | 535.2519 | 490.9021 | 473.1687 | 453.5759 | 422.4449 | 382.1988 | 352.0228
9 | 2 | 332.4314 | 322.3614 | 314.5557 | 309.6226 | 307.8532 | 315.6381 | 339.6278 | 353.8805 | 376.7651 | 396.6162 | 415.3288 | 424.8857 | 430.4652 | 431.663 | 432.352 | 432.9742 | 432.5823 | 422.9914 | 408.1692 | 403.0346 | 396.9288 | 381.0867 | 355.9877 | 335.412
10 | 1 | 322.8209 | 316.1907 | 308.9951 | 307.0933 | 313.0698 | 338.094 | 401.121 | 474.9144 | 535.6113 | 561.891 | 574.2102 | 579.5805 | 574.0376 | 578.2446 | 577.3883 | 566.9096 | 541.1711 | 492.6359 | 461.9924 | 449.228 | 425.6681 | 399.7895 | 364.4036 | 339.3842
10 | 2 | 320.1792 | 322.473 | 304.9133 | 301.6328 | 300.7988 | 306.7444 | 330.4864 | 352.2558 | 366.4472 | 382.0591 | 397.0535 | 403.1728 | 403.9838 | 404.5907 | 404.2418 | 402.2757 | 400.3636 | 390.1521 | 387.8516 | 387.886 | 375.0075 | 362.2135 | 340.0589 | 322.1613
11 | 1 | 335.1517 | 329.1551 | 323.3672 | 322.932 | 329.9892 | 358.0086 | 412.5053 | 476.7406 | 528.0853 | 552.0954 | 563.5642 | 566.2137 | 561.0435 | 559.814 | 558.3565 | 548.5767 | 527.3486 | 500.6413 | 469.0674 | 449.7581 | 430.5281 | 403.6055 | 370.8991 | 350.9408
11 | 2 | 325.1281 | 344.3474 | 311.7683 | 310.2305 | 310.5099 | 320.1248 | 342.4599 | 360.7689 | 372.4272 | 387.4597 | 401.1883 | 406.7224 | 408.944 | 404.6718 | 402.8248 | 400.0862 | 403.1344 | 410.8286 | 401.607 | 391.7179 | 381.5803 | 366.2549 | 345.0366 | 330.4073
12 | 1 | 369.2214 | 362.7706 | 356.8315 | 354.9164 | 361.7906 | 389.8784 | 446.3281 | 513.2829 | 564.2258 | 583.1725 | 590.861 | 594.2086 | 586.1972 | 584.5657 | 582.1645 | 572.8506 | 559.9805 | 536.6755 | 499.9351 | 482.0155 | 463.6671 | 436.5327 | 407.4045 | 386.4641
12 | 2 | 369.353 | 361.8405 | 355.4414 | 351.1319 | 353.6479 | 363.2754 | 385.0155 | 408.6585 | 420.0194 | 429.4666 | 440.2499 | 442.5028 | 441.0406 | 436.391 | 430.939 | 428.0561 | 436.5395 | 450.5761 | 439.2932 | 430.1428 | 420.6744 | 404.8738 | 385.6983 | 370.4146
Residential Class, per customer load with Solar, normalized based on average customer size
Month | Hour of Day → Day Type ↓ (weekday = 1, weekend = 2) | 0 | 1 | 2 | 3 | 4 | 5 | 6 | 7 | 8 | 9 | 10 | 11 | 12 | 13 | 14 | 15 | 16 | 17 | 18 | 19 | 20 | 21 | 22 | 23
1 | 1 | 1.0318 | 0.98382 | 0.95782 | 0.95226 | 0.97447 | 1.0767 | 1.2349 | 1.3576 | 0.97974 | 0.29926 | -0.12892 | -0.25201 | -0.34343 | -0.30069 | -0.14523 | 0.1357 | 0.90754 | 1.547 | 1.6488 | 1.6086 | 1.5231 | 1.4213 | 1.2602 | 1.1093
1 | 2 | 1.0434 | 0.97705 | 0.95432 | 0.95339 | 0.94842 | 0.99011 | 1.0749 | 1.1976 | 0.99483 | 0.4975 | 0.1388 | 0.036415 | -0.04639 | -0.048545 | 0.14837 | 0.39285 | 1.0893 | 1.6695 | 1.6834 | 1.604 | 1.4972 | 1.3941 | 1.2588 | 1.1228
2 | 1 | 0.94611 | 0.89099 | 0.87635 | 0.87942 | 0.91076 | 1.0101 | 1.1871 | 1.2269 | 0.58287 | -0.15228 | -0.6799 | -0.93402 | -1.0563 | -0.89239 | -0.68377 | -0.34245 | 0.24431 | 1.1993 | 1.5204 | 1.5183 | 1.4565 | 1.3339 | 1.1782 | 1.0142
2 | 2 | 0.95935 | 0.91069 | 0.8979 | 0.88794 | 0.89124 | 0.92572 | 1.0413 | 1.116 | 0.67766 | 0.098858 | -0.33667 | -0.56478 | -0.69316 | -0.60298 | -0.40054 | -0.11566 | 0.40129 | 1.2683 | 1.5535 | 1.5091 | 1.422 | 1.3424 | 1.1982 | 1.0416
3 | 1 | 0.82916 | 0.78435 | 0.76853 | 0.76889 | 0.79993 | 0.8975 | 1.0483 | 0.82138 | 0.076754 | -0.68834 | -1.2376 | -1.4696 | -1.5612 | -1.4119 | -1.1824 | -0.76179 | -0.16407 | 0.59035 | 1.2151 | 1.2848 | 1.3022 | 1.2216 | 1.0643 | 0.90401
3 | 2 | 0.84876 | 0.80474 | 0.70116 | 0.77932 | 0.79041 | 0.8169 | 0.87408 | 0.62049 | 0.052334 | -0.59076 | -1.0926 | -1.3289 | -1.3614 | -1.1878 | -0.85235 | -0.41329 | 0.064841 | 0.70909 | 1.2631 | 1.3203 | 1.3197 | 1.2296 | 1.055 | 0.90503
4 | 1 | 0.77127 | 0.72013 | 0.70129 | 0.70274 | 0.72738 | 0.78818 | 0.72534 | 0.26705 | -0.52241 | -1.2536 | -1.7475 | -1.9244 | -1.9963 | -1.8314 | -1.5417 | -1.0453 | -0.45613 | 0.31722 | 0.93281 | 1.1592 | 1.2221 | 1.1818 | 1.0311 | 0.86344
4 | 2 | 0.76822 | 0.71586 | 0.69435 | 0.6872 | 0.69983 | 0.71359 | 0.58034 | 0.15014 | -0.42557 | -0.98722 | -1.3998 | -1.5683 | -1.6437 | -1.5533 | -1.2475 | -0.76746 | -0.23488 | 0.46628 | 0.99406 | 1.2075 | 1.2346 | 1.1921 | 1.0561 | 0.87391
5 | 1 | 0.69328 | 0.63379 | 0.60339 | 0.59723 | 0.60736 | 0.55252 | 0.38358 | -0.16355 | -0.8878 | -1.4949 | -1.882 | -1.9864 | -1.9778 | -1.8856 | -1.5912 | -1.1415 | -0.58353 | 0.15337 | 0.69348 | 0.99386 | 1.09 | 1.087 | 0.95853 | 0.7798
5 | 2 | 0.71618 | 0.64723 | 0.61691 | 0.61233 | 0.61189 | 0.49666 | 0.24805 | -0.32652 | -0.97939 | -1.5162 | -1.9279 | -2.1102 | -2.034 | -1.8486 | -1.5717 | -1.0904 | -0.51256 | 0.20249 | 0.7353 | 1.0095 | 1.1222 | 1.1137 | 0.99876 | 0.83564
6 | 1 | 0.69795 | 0.62355 | 0.57997 | 0.56477 | 0.54701 | 0.41541 | 0.19647 | -0.37221 | -1.064 | -1.6315 | -2.0018 | -2.169 | -2.1478 | -2.0229 | -1.6784 | -1.1888 | -0.64597 | 0.074996 | 0.65482 | 0.93865 | 1.0854 | 1.0822 | 0.98151 | 0.80827
6 | 2 | 0.71744 | 0.6332 | 0.58839 | 0.57947 | 0.55358 | 0.38858 | 0.14344 | -0.39705 | -0.96697 | -1.4236 | -1.784 | -1.9468 | -1.9216 | -1.7429 | -1.4203 | -1.0099 | -0.4979 | 0.13544 | 0.66539 | 0.95399 | 1.0807 | 1.0829 | 0.98839 | 0.8206
7 | 1 | 0.83531 | 0.72663 | 0.67014 | 0.64427 | 0.6305 | 0.50134 | 0.26751 | -0.33697 | -1.0432 | -1.6648 | -2.0709 | -2.2013 | -2.1021 | -1.8795 | -1.4458 | -0.94033 | -0.329 | 0.42694 | 1.0371 | 1.3359 | 1.3928 | 1.3285 | 1.1806 | 0.97906
7 | 2 | 0.80859 | 0.71745 | 0.66466 | 0.63726 | 0.61854 | 0.44861 | 0.16541 | -0.45267 | -1.1342 | -1.7013 | -2.1138 | -2.265 | -2.2591 | -2.026 | -1.6148 | -1.0315 | -0.33013 | 0.43208 | 1.0184 | 1.3458 | 1.4017 | 1.305 | 1.1818 | 0.96108
8 | 1 | 0.76385 | 0.67685 | 0.62466 | 0.60053 | 0.59781 | 0.61381 | 0.41261 | -0.15844 | -0.89335 | -1.5487 | -2.0324 | -2.175 | -2.0981 | -1.8815 | -1.4457 | -0.87283 | -0.19709 | 0.58103 | 1.1727 | 1.3627 | 1.2977 | 1.2376 | 1.0708 | 0.87455
8 | 2 | 0.73868 | 0.66191 | 0.61685 | 0.59318 | 0.58197 | 0.5537 | 0.29268 | -0.27394 | -0.95956 | -1.5333 | -1.9881 | -2.1402 | -2.1447 | -1.9308 | -1.5148 | -0.98251 | -0.29957 | 0.50037 | 1.1413 | 1.363 | 1.3059 | 1.2476 | 1.0948 | 0.89631
9 | 1 | 0.62157 | 0.55998 | 0.52989 | 0.52619 | 0.53186 | 0.59354 | 0.62523 | 0.16448 | -0.61897 | -1.3318 | -1.8312 | -2.0534 | -2.0945 | -1.9151 | -1.5501 | -0.98898 | -0.22054 | 0.63677 | 1.083 | 1.1353 | 1.135 | 1.0406 | 0.87004 | 0.71913
9 | 2 | 0.63867 | 0.57772 | 0.54419 | 0.53054 | 0.52941 | 0.54275 | 0.46211 | -0.026754 | -0.67931 | -1.2375 | -1.6718 | -1.8964 | -1.9049 | -1.6852 | -1.2796 | -0.72166 | 0.0032426 | 0.7592 | 1.1255 | 1.1497 | 1.1357 | 1.0303 | 0.88006 | 0.72325
10 | 1 | 0.7073 | 0.65618 | 0.63132 | 0.63409 | 0.65611 | 0.74951 | 0.89764 | 0.6748 | -0.041505 | -0.73974 | -1.2155 | -1.4342 | -1.4628 | -1.2421 | -0.9553 | -0.39722 | 0.38166 | 1.0184 | 1.1951 | 1.253 | 1.206 | 1.1022 | 0.95748 | 0.80754
10 | 2 | 0.73004 | 0.67562 | 0.65277 | 0.64546 | 0.65133 | 0.69096 | 0.75571 | 0.48727 | -0.1049 | -0.65874 | -1.0479 | -1.2965 | -1.379 | -1.1287 | -0.83319 | -0.25676 | 0.50988 | 1.1031 | 1.2093 | 1.2467 | 1.1769 | 1.0859 | 0.93182 | 0.78541
11 | 1 | 0.87375 | 0.82155 | 0.81015 | 0.80246 | 0.83531 | 0.94309 | 1.0954 | 1.1487 | 0.53718 | -0.088978 | -0.45846 | -0.60885 | -0.58656 | -0.41296 | -0.16923 | 0.27033 | 0.99469 | 1.3979 | 1.466 | 1.43 | 1.3787 | 1.2693 | 1.1106 | 0.96895
11 | 2 | 0.92525 | 0.86621 | 0.83613 | 0.83158 | 0.84126 | 0.87855 | 0.96671 | 0.98196 | 0.50148 | -0.012046 | -0.34229 | -0.53101 | -0.47218 | -0.28179 | -0.015704 | 0.47168 | 1.1565 | 1.5161 | 1.5498 | 1.5059 | 1.4147 | 1.3039 | 1.1615 | 1.0137
12 | 1 | 1.0889 | 1.0221 | 1.0011 | 0.99712 | 1.0248 | 1.1208 | 1.2682 | 1.4146 | 1.0188 | 0.35493 | -0.032018 | -0.1563 | -0.16751 | -0.076012 | 0.10987 | 0.46084 | 1.2779 | 1.645 | 1.7118 | 1.6876 | 1.6226 | 1.5272 | 1.362 | 1.1819
12 | 2 | 1.1066 | 1.0364 | 1.0137 | 1.0038 | 1.0083 | 1.0555 | 1.147 | 1.2537 | 1.0238 | 0.49944 | 0.19602 | 0.11561 | 0.07179 | 0.1145 | 0.2819 | 0.64429 | 1.4503 | 1.7668 | 1.7299 | 1.6929 | 1.6214 | 1.5093 | 1.366 | 1.1998
Secondary Non-Demand Class, per customer load with solar, normalized based on average customer size
Month | Hour of Day → Day Type ↓ (weekday = 1, weekend = 2) | 0 | 1 | 2 | 3 | 4 | 5 | 6 | 7 | 8 | 9 | 10 | 11 | 12 | 13 | 14 | 15 | 16 | 17 | 18 | 19 | 20 | 21 | 22 | 23
1 | 1 | 0.65821 | 0.65363 | 0.66118 | 0.66449 | 0.67132 | 0.68264 | 0.72252 | 0.80234 | 0.55559 | 0.018455 | -0.29404 | -0.3852 | -0.47 | -0.38645 | -0.22021 | 0.0085511 | 0.63692 | 0.92392 | 0.82081 | 0.7798 | 0.74787 | 0.71751 | 0.68631 | 0.66652
1 | 2 | 0.68474 | 0.67273 | 0.68347 | 0.67896 | 0.67998 | 0.68258 | 0.69538 | 0.71318 | 0.37604 | -0.16167 | -0.48522 | -0.58364 | -0.66745 | -0.6403 | -0.43792 | -0.23187 | 0.38755 | 0.78574 | 0.76173 | 0.7432 | 0.73913 | 0.72941 | 0.70446 | 0.68172
2 | 1 | 0.66968 | 0.66704 | 0.66658 | 0.67561 | 0.68352 | 0.7006 | 0.73124 | 0.70647 | 0.20315 | -0.35489 | -0.76844 | -0.98512 | -1.0928 | -0.88463 | -0.64637 | -0.35711 | 0.084657 | 0.73107 | 0.8216 | 0.7965 | 0.76261 | 0.73154 | 0.71114 | 0.68691
2 | 2 | 0.68307 | 0.67072 | 0.67159 | 0.67689 | 0.67817 | 0.68606 | 0.69837 | 0.62126 | 0.059692 | -0.55366 | -0.95829 | -1.1643 | -1.2194 | -1.0858 | -0.86299 | -0.61326 | -0.16535 | 0.57119 | 0.75317 | 0.7407 | 0.72633 | 0.71695 | 0.69529 | 0.68331
3 | 1 | 0.58465 | 0.58515 | 0.58579 | 0.59025 | 0.59928 | 0.61357 | 0.62326 | 0.28181 | -0.29042 | -0.90538 | -1.3316 | -1.5267 | -1.6184 | -1.419 | -1.1638 | -0.77261 | -0.28772 | 0.23993 | 0.6593 | 0.67619 | 0.67376 | 0.64523 | 0.61956 | 0.6006
3 | 2 | 0.57748 | 0.5763 | 0.55025 | 0.57449 | 0.5825 | 0.59097 | 0.57605 | 0.159 | -0.51229 | -1.1616 | -1.6082 | -1.8416 | -1.8425 | -1.6188 | -1.2819 | -0.87771 | -0.43971 | 0.10697 | 0.56937 | 0.61511 | 0.63691 | 0.63586 | 0.60037 | 0.58624
4 | 1 | 0.51589 | 0.50804 | 0.50637 | 0.51254 | 0.51781 | 0.51227 | 0.30502 | -0.24654 | -0.86965 | -1.4503 | -1.8144 | -1.9376 | -2.0163 | -1.8134 | -1.5081 | -1.0434 | -0.55311 | -0.0079556 | 0.41788 | 0.5658 | 0.59506 | 0.59071 | 0.55649 | 0.53607
4 | 2 | 0.50829 | 0.50461 | 0.48277 | 0.49078 | 0.50226 | 0.48607 | 0.26542 | -0.29405 | -0.95962 | -1.5495 | -1.9277 | -2.0744 | -2.1367 | -2.0311 | -1.7075 | -1.2328 | -0.75228 | -0.18689 | 0.30391 | 0.51276 | 0.55399 | 0.55932 | 0.53272 | 0.51821
5 | 1 | 0.48462 | 0.48095 | 0.46937 | 0.46842 | 0.45463 | 0.32583 | -0.010199 | -0.58762 | -1.161 | -1.6382 | -1.9123 | -1.9765 | -1.9865 | -1.8467 | -1.5246 | -1.0956 | -0.63196 | -0.15534 | 0.20969 | 0.46229 | 0.523 | 0.54311 | 0.52528 | 0.49956
5 | 2 | 0.48536 | 0.48009 | 0.46227 | 0.45821 | 0.44786 | 0.30093 | -0.072212 | -0.74348 | -1.4417 | -2.0167 | -2.3566 | -2.4894 | -2.4294 | -2.2026 | -1.9245 | -1.4715 | -0.95074 | -0.34386 | 0.12221 | 0.40021 | 0.49043 | 0.52472 | 0.51228 | 0.49004
6 | 1 | 0.51615 | 0.49513 | 0.47443 | 0.46969 | 0.43769 | 0.22138 | -0.10459 | -0.64804 | -1.2124 | -1.6751 | -1.944 | -2.1019 | -2.0718 | -1.9094 | -1.536 | -1.0771 | -0.62958 | -0.15107 | 0.23702 | 0.47944 | 0.59264 | 0.59631 | 0.58496 | 0.54472
6 | 2 | 0.50426 | 0.48615 | 0.46016 | 0.45945 | 0.42261 | 0.21816 | -0.12022 | -0.70236 | -1.3022 | -1.7634 | -2.0867 | -2.2522 | -2.2372 | -2.0232 | -1.6979 | -1.3206 | -0.86262 | -0.30979 | 0.15309 | 0.41755 | 0.54321 | 0.56774 | 0.5587 | 0.52269
7 | 1 | 0.58373 | 0.5585 | 0.52572 | 0.51058 | 0.49413 | 0.32214 | 0.005438 | -0.5663 | -1.1651 | -1.692 | -2.0186 | -2.1672 | -2.1215 | -1.894 | -1.4906 | -1.0236 | -0.51677 | -0.0023268 | 0.39936 | 0.6538 | 0.72779 | 0.71417 | 0.69538 | 0.63789
7 | 2 | 0.605 | 0.57684 | 0.54078 | 0.51772 | 0.49916 | 0.31488 | -0.036055 | -0.6986 | -1.4197 | -2.0047 | -2.3905 | -2.5654 | -2.6035 | -2.4252 | -2.056 | -1.5224 | -0.90738 | -0.24106 | 0.29298 | 0.60348 | 0.7011 | 0.69797 | 0.6817 | 0.62686
8 | 1 | 0.53733 | 0.50238 | 0.48798 | 0.47575 | 0.46831 | 0.44711 | 0.16655 | -0.41247 | -1.0374 | -1.5993 | -1.9732 | -2.1073 | -2.0896 | -1.8821 | -1.4693 | -0.94646 | -0.38841 | 0.13126 | 0.51029 | 0.66982 | 0.66923 | 0.65276 | 0.61884 | 0.57237
8 | 2 | 0.53208 | 0.50619 | 0.48562 | 0.46615 | 0.45962 | 0.42856 | 0.1152 | -0.55257 | -1.2794 | -1.8929 | -2.3096 | -2.4584 | -2.4903 | -2.3106 | -1.9661 | -1.4795 | -0.89492 | -0.21226 | 0.36322 | 0.60856 | 0.62225 | 0.62246 | 0.59413 | 0.55617
9 | 1 | 0.49437 | 0.4675 | 0.46246 | 0.4556 | 0.45246 | 0.46718 | 0.38244 | -0.15862 | -0.76527 | -1.358 | -1.7449 | -1.9618 | -2.0168 | -1.807 | -1.4547 | -0.92679 | -0.27294 | 0.33227 | 0.58457 | 0.59796 | 0.60696 | 0.57512 | 0.54734 | 0.51541
9 | 2 | 0.48553 | 0.46567 | 0.45103 | 0.44173 | 0.43697 | 0.44715 | 0.31883 | -0.27534 | -1.0031 | -1.6147 | -1.9874 | -2.1977 | -2.2101 | -1.9924 | -1.6364 | -1.1142 | -0.47132 | 0.1582 | 0.483 | 0.53864 | 0.56995 | 0.55622 | 0.53683 | 0.5083
10 | 1 | 0.50093 | 0.49134 | 0.48863 | 0.49495 | 0.49858 | 0.51452 | 0.54025 | 0.24286 | -0.31265 | -0.86407 | -1.2223 | -1.4042 | -1.4429 | -1.1848 | -0.89458 | -0.3494 | 0.3074 | 0.66945 | 0.63941 | 0.64638 | 0.62743 | 0.59584 | 0.55069 | 0.52676
10 | 2 | 0.48795 | 0.49389 | 0.47494 | 0.47682 | 0.47758 | 0.4897 | 0.48566 | 0.11321 | -0.57463 | -1.1891 | -1.549 | -1.7486 | -1.7953 | -1.5256 | -1.2185 | -0.67119 | 0.0098545 | 0.49246 | 0.55037 | 0.58317 | 0.57789 | 0.55347 | 0.53602 | 0.51013
11 | 1 | 0.56596 | 0.56799 | 0.57157 | 0.57546 | 0.57711 | 0.60104 | 0.63898 | 0.6163 | 0.11757 | -0.35365 | -0.59436 | -0.70341 | -0.67523 | -0.46211 | -0.20555 | 0.20259 | 0.78599 | 0.86987 | 0.76514 | 0.72033 | 0.691 | 0.66565 | 0.63143 | 0.59569
11 | 2 | 0.55393 | 0.5911 | 0.54927 | 0.55507 | 0.552 | 0.56614 | 0.5818 | 0.47616 | -0.13189 | -0.6897 | -0.9776 | -1.1347 | -1.0732 | -0.81829 | -0.53559 | -0.092385 | 0.50634 | 0.70033 | 0.67234 | 0.65815 | 0.65871 | 0.63114 | 0.59684 | 0.5655
12 | 1 | 0.68789 | 0.69538 | 0.69648 | 0.69472 | 0.69855 | 0.71946 | 0.74521 | 0.81517 | 0.526 | 0.018557 | -0.24525 | -0.33775 | -0.34424 | -0.21332 | -0.0095525 | 0.28757 | 0.9477 | 1.0052 | 0.88325 | 0.83853 | 0.80496 | 0.76846 | 0.73457 | 0.71638
12 | 2 | 0.72477 | 0.71565 | 0.72107 | 0.70499 | 0.71964 | 0.72358 | 0.7367 | 0.74376 | 0.35545 | -0.20965 | -0.44156 | -0.51202 | -0.53366 | -0.48224 | -0.31223 | 0.021941 | 0.7065 | 0.87129 | 0.83079 | 0.80893 | 0.79663 | 0.77159 | 0.74754 | 0.72729
Secondary Demand Class, per customer load with solar, normalized based on average customer size
Month | Hour of Day → Day Type ↓ (weekday = 1, weekend = 2) | 0 | 1 | 2 | 3 | 4 | 5 | 6 | 7 | 8 | 9 | 10 | 11 | 12 | 13 | 14 | 15 | 16 | 17 | 18 | 19 | 20 | 21 | 22 | 23
1 | 1 | 21.8206 | 21.4544 | 21.1443 | 20.933 | 21.2796 | 23.0455 | 26.6465 | 30.9911 | 32.799 | 31.5653 | 30.701 | 30.3075 | 29.4992 | 29.8411 | 30.1916 | 30.647 | 32.323 | 32.3067 | 30.3528 | 29.2435 | 28.0201 | 26.1001 | 24.1759 | 22.8016
1 | 2 | 21.9668 | 21.4984 | 20.9625 | 20.7194 | 20.8458 | 21.5052 | 22.7731 | 24.2045 | 23.5446 | 21.9807 | 21.1393 | 20.7455 | 20.4053 | 20.293 | 20.9724 | 21.9406 | 24.873 | 27.0796 | 26.6535 | 26.2292 | 25.5737 | 24.5055 | 23.406 | 22.4938
2 | 1 | 21.4866 | 21.0774 | 20.7935 | 20.7006 | 21.1652 | 22.8728 | 26.3544 | 30.0356 | 30.9608 | 29.8836 | 28.614 | 27.7064 | 26.9376 | 27.7324 | 28.4157 | 28.9762 | 29.5988 | 30.3615 | 29.7592 | 28.832 | 27.4585 | 25.5805 | 23.8048 | 22.492
2 | 2 | 21.4049 | 20.949 | 20.5441 | 20.3746 | 20.4575 | 20.9279 | 22.2446 | 23.0509 | 21.5417 | 19.8566 | 18.7788 | 18.1126 | 17.8216 | 18.1432 | 18.9198 | 19.7989 | 21.5577 | 24.5201 | 25.5209 | 25.1665 | 24.436 | 23.4624 | 22.3212 | 21.6125
3 | 1 | 20.25 | 19.8454 | 19.5799 | 19.4915 | 19.8065 | 21.4814 | 24.8375 | 27.3528 | 28.4426 | 27.4267 | 26.1794 | 25.4549 | 24.7698 | 25.5915 | 26.5013 | 27.4675 | 27.8872 | 27.5135 | 27.7187 | 27.2009 | 26.2536 | 24.6177 | 22.5343 | 21.1826
3 | 2 | 19.9294 | 19.469 | 18.284 | 18.9169 | 19.0181 | 19.5293 | 20.578 | 19.8564 | 18.2102 | 16.5402 | 15.1728 | 14.4251 | 14.6112 | 15.4136 | 16.6298 | 18.3204 | 19.9299 | 21.7469 | 23.3874 | 23.7135 | 23.3467 | 22.3776 | 21.0246 | 20.1143
4 | 1 | 19.5639 | 19.0758 | 18.7834 | 18.707 | 18.9571 | 20.3818 | 23.0359 | 24.5592 | 25.9339 | 25.302 | 24.4969 | 24.0978 | 23.506 | 24.5158 | 25.7412 | 27.0568 | 27.5494 | 27.118 | 26.8188 | 26.2937 | 25.909 | 24.4565 | 22.1644 | 20.5998
4 | 2 | 19.347 | 18.8439 | 17.7801 | 18.2453 | 18.1768 | 18.4971 | 18.4789 | 16.9201 | 15.9333 | 14.8568 | 14.0081 | 13.8215 | 13.5462 | 14.0362 | 15.2506 | 17.0837 | 18.6513 | 20.5517 | 21.8783 | 22.3612 | 22.6049 | 22.042 | 20.7042 | 19.6013
5 | 1 | 19.6186 | 19.0802 | 18.6963 | 18.5326 | 18.809 | 19.6587 | 21.2832 | 23.1239 | 24.9836 | 24.8531 | 24.6576 | 24.7778 | 24.8125 | 25.8112 | 26.9257 | 28.2511 | 28.6713 | 28.0121 | 27.3933 | 26.8983 | 25.91 | 25.0502 | 22.6137 | 20.8719
5 | 2 | 19.5561 | 18.9421 | 18.4795 | 18.148 | 18.1171 | 17.8755 | 16.9831 | 15.5932 | 14.6894 | 13.8255 | 13.2114 | 13.0748 | 13.5505 | 14.3812 | 15.6845 | 17.4891 | 19.3318 | 21.2749 | 22.3732 | 22.8189 | 22.5016 | 22.6015 | 21.207 | 19.9335
6 | 1 | 20.8839 | 20.106 | 19.6063 | 19.4431 | 19.8145 | 20.0893 | 21.9705 | 24.0049 | 25.7544 | 25.9147 | 26.0929 | 26.3097 | 26.4783 | 27.755 | 29.3641 | 31.0399 | 31.7655 | 30.8336 | 29.8983 | 29.2942 | 28.1984 | 27.1554 | 24.7938 | 22.6181
6 | 2 | 20.6055 | 19.7945 | 19.0842 | 18.745 | 18.6986 | 18.0743 | 17.3271 | 16.7033 | 16.4941 | 16.1805 | 15.788 | 15.7014 | 15.9552 | 16.9696 | 18.4453 | 20.0343 | 21.8697 | 23.3956 | 24.4446 | 24.72 | 24.2803 | 24.1271 | 22.7337 | 21.2435
7 | 1 | 23.3309 | 22.4188 | 21.7995 | 21.576 | 21.9811 | 22.6238 | 24.4479 | 26.2847 | 27.7117 | 27.7837 | 27.5396 | 27.847 | 28.3101 | 29.7777 | 31.6134 | 33.2638 | 34.2966 | 33.7004 | 32.8965 | 32.4792 | 31.229 | 30.1687 | 27.5853 | 25.3063
7 | 2 | 23.5041 | 22.4046 | 21.6716 | 21.287 | 21.1734 | 20.752 | 19.9 | 18.8564 | 18.307 | 17.6192 | 17.2656 | 17.2311 | 17.6271 | 18.7928 | 20.4415 | 22.6166 | 25.1128 | 27.053 | 28.3268 | 28.6877 | 28.1579 | 27.9141 | 26.0171 | 24.1409
8 | 1 | 22.253 | 21.4855 | 20.9359 | 20.7209 | 21.1112 | 22.5278 | 24.7838 | 25.9834 | 27.3276 | 27.1484 | 26.631 | 27.0366 | 27.5154 | 29.0092 | 30.94 | 32.939 | 34.1539 | 33.4099 | 32.3164 | 31.2635 | 30.048 | 28.7221 | 25.8544 | 23.6651
8 | 2 | 21.8954 | 21.0197 | 20.4078 | 20.1101 | 19.9709 | 20.24 | 19.9831 | 18.224 | 17.3321 | 16.2639 | 15.6385 | 15.8244 | 16.1565 | 17.2613 | 18.8815 | 21.0518 | 23.4824 | 25.6262 | 27.0522 | 27.1947 | 26.6227 | 26.1231 | 24.1803 | 22.4268
9 | 1 | 20.1951 | 19.5947 | 19.1913 | 19.1072 | 19.4687 | 21.0228 | 24.2421 | 25.7421 | 26.643 | 25.9587 | 25.368 | 25.3204 | 25.2059 | 26.4879 | 28 | 29.6848 | 31.0262 | 30.6949 | 29.6073 | 28.6679 | 27.4808 | 25.5947 | 23.1563 | 21.328
9 | 2 | 20.1411 | 19.5309 | 19.058 | 18.7591 | 18.6519 | 19.1177 | 20.0453 | 18.5512 | 16.8491 | 15.4014 | 14.8065 | 14.4959 | 14.7935 | 15.7222 | 17.1992 | 19.3182 | 21.8945 | 23.9523 | 24.5728 | 24.4187 | 24.0488 | 23.0889 | 21.5683 | 20.3216
10 | 1 | 19.5588 | 19.1571 | 18.7211 | 18.6059 | 18.968 | 20.4841 | 24.2375 | 27.1543 | 28.1405 | 27.2457 | 26.3206 | 25.9118 | 25.5391 | 26.8215 | 27.9416 | 29.4638 | 30.6318 | 29.6009 | 27.9908 | 27.2174 | 25.79 | 24.2221 | 22.0782 | 20.5623
10 | 2 | 19.3987 | 19.5377 | 18.4738 | 18.2751 | 18.2245 | 18.5848 | 19.9599 | 19.7146 | 17.7044 | 16.1242 | 15.4002 | 14.9291 | 14.8184 | 15.9489 | 17.2109 | 19.3234 | 22.0408 | 23.4118 | 23.4988 | 23.5009 | 22.7206 | 21.9455 | 20.6032 | 19.5188
11 | 1 | 20.3059 | 19.9426 | 19.5919 | 19.5655 | 19.9931 | 21.6907 | 24.9922 | 28.4927 | 29.2778 | 28.5235 | 28.0058 | 27.7317 | 27.6443 | 28.412 | 29.3099 | 30.3469 | 31.3716 | 30.3321 | 28.4194 | 27.2495 | 26.0845 | 24.4533 | 22.4717 | 21.2625
11 | 2 | 19.6986 | 20.863 | 18.8891 | 18.796 | 18.8129 | 19.3954 | 20.7487 | 21.3932 | 19.638 | 18.2213 | 17.7036 | 17.3903 | 17.8388 | 18.553 | 19.5205 | 21.1942 | 23.7683 | 24.8909 | 24.3322 | 23.7331 | 23.1188 | 22.1903 | 20.9048 | 20.0184
12 | 1 | 22.3701 | 21.9792 | 21.6194 | 21.5034 | 21.9198 | 23.6216 | 27.0417 | 31.0867 | 32.5971 | 31.4276 | 30.5915 | 30.4236 | 30.0209 | 30.4392 | 31.0712 | 31.7218 | 33.5169 | 32.5156 | 30.2896 | 29.2039 | 28.0922 | 26.4483 | 24.6835 | 23.4147
12 | 2 | 22.378 | 21.9229 | 21.5352 | 21.2741 | 21.4265 | 22.0098 | 23.327 | 24.7412 | 23.8002 | 22.0639 | 21.4788 | 21.3987 | 21.2893 | 21.271 | 21.6605 | 22.7794 | 25.9976 | 27.2991 | 26.6155 | 26.0611 | 25.4874 | 24.5301 | 23.3683 | 22.4424
Primary Non-Demand Class, per customer load with solar, normalized based on average customer size
Month | Hour of Day → Day Type ↓ (weekday = 1, weekend = 2) | 0 | 1 | 2 | 3 | 4 | 5 | 6 | 7 | 8 | 9 | 10 | 11 | 12 | 13 | 14 | 15 | 16 | 17 | 18 | 19 | 20 | 21 | 22 | 23
1 | 1 | 1.4238 | 1.4139 | 1.4302 | 1.4373 | 1.4521 | 1.4766 | 1.5629 | 1.7386 | 1.6298 | 1.1552 | 0.90304 | 0.81566 | 0.70299 | 0.77735 | 0.95812 | 1.1756 | 1.7868 | 2.0092 | 1.7755 | 1.6868 | 1.6177 | 1.552 | 1.4845 | 1.4417
1 | 2 | 1.4811 | 1.4552 | 1.4784 | 1.4686 | 1.4708 | 1.4765 | 1.5042 | 1.5448 | 1.2191 | 0.69627 | 0.43632 | 0.33711 | 0.22644 | 0.24585 | 0.4358 | 0.62154 | 1.2421 | 1.7095 | 1.6477 | 1.6076 | 1.5988 | 1.5778 | 1.5238 | 1.4746
2 | 1 | 1.4486 | 1.4429 | 1.4418 | 1.4614 | 1.4785 | 1.5154 | 1.5817 | 1.6314 | 1.2495 | 0.77708 | 0.41626 | 0.19797 | 0.058417 | 0.27263 | 0.52171 | 0.79469 | 1.2089 | 1.7756 | 1.7775 | 1.7229 | 1.6496 | 1.5824 | 1.5382 | 1.4858
2 | 2 | 1.4775 | 1.4508 | 1.4527 | 1.4642 | 1.4669 | 1.484 | 1.5106 | 1.4234 | 0.8645 | 0.28061 | -0.093519 | -0.30163 | -0.36054 | -0.23226 | -0.010527 | 0.23129 | 0.66402 | 1.4185 | 1.6294 | 1.6022 | 1.5711 | 1.5508 | 1.504 | 1.478
3 | 1 | 1.2646 | 1.2657 | 1.2671 | 1.2767 | 1.2963 | 1.3272 | 1.3759 | 1.0817 | 0.64165 | 0.11412 | -0.235 | -0.43877 | -0.55707 | -0.35442 | -0.097002 | 0.27935 | 0.74702 | 1.1742 | 1.4686 | 1.4626 | 1.4574 | 1.3957 | 1.3402 | 1.2991
3 | 2 | 1.2491 | 1.2466 | 1.1902 | 1.2427 | 1.26 | 1.2783 | 1.2787 | 0.84044 | 0.19619 | -0.39313 | -0.78079 | -1.0347 | -1.0513 | -0.83754 | -0.51643 | -0.12831 | 0.29821 | 0.83144 | 1.2674 | 1.3305 | 1.3777 | 1.3754 | 1.2986 | 1.2681
4 | 1 | 1.1159 | 1.0989 | 1.0953 | 1.1087 | 1.1201 | 1.1304 | 0.95784 | 0.46402 | 0.0012552 | -0.48119 | -0.76683 | -0.88375 | -0.99253 | -0.78138 | -0.47532 | -0.022779 | 0.4285 | 0.86605 | 1.1443 | 1.2323 | 1.2871 | 1.2778 | 1.2037 | 1.1595
4 | 2 | 1.0995 | 1.0915 | 1.0443 | 1.0616 | 1.0864 | 1.0733 | 0.86068 | 0.29563 | -0.33594 | -0.87907 | -1.1982 | -1.3513 | -1.4247 | -1.3322 | -1.0071 | -0.54243 | -0.077412 | 0.44602 | 0.90242 | 1.1177 | 1.1983 | 1.2098 | 1.1523 | 1.1209
5 | 1 | 1.0483 | 1.0403 | 1.0153 | 1.0132 | 0.99314 | 0.88399 | 0.54879 | 0.051868 | -0.37412 | -0.7628 | -0.9456 | -0.98528 | -1.0218 | -0.8635 | -0.52614 | -0.10343 | 0.33614 | 0.68962 | 0.89683 | 1.0893 | 1.1315 | 1.1748 | 1.1362 | 1.0806
5 | 2 | 1.0499 | 1.0385 | 0.99992 | 0.99115 | 0.9774 | 0.8383 | 0.43312 | -0.22556 | -0.85939 | -1.3891 | -1.6638 | -1.7922 | -1.7352 | -1.5119 | -1.2587 | -0.80981 | -0.29017 | 0.28903 | 0.71294 | 0.96054 | 1.0611 | 1.135 | 1.1081 | 1.06
6 | 1 | 1.1165 | 1.071 | 1.0262 | 1.016 | 0.97459 | 0.74809 | 0.43493 | 0.004932 | -0.38369 | -0.73108 | -0.90024 | -1.0225 | -0.98534 | -0.79759 | -0.38179 | 0.08852 | 0.51116 | 0.85273 | 1.0758 | 1.2364 | 1.2911 | 1.2899 | 1.2653 | 1.1783
6 | 2 | 1.0907 | 1.0516 | 0.99535 | 0.99382 | 0.9394 | 0.72134 | 0.3642 | -0.18466 | -0.71841 | -1.1065 | -1.3537 | -1.5098 | -1.4883 | -1.2509 | -0.9088 | -0.52906 | -0.085557 | 0.45285 | 0.86567 | 1.0919 | 1.1822 | 1.2281 | 1.2085 | 1.1306
7 | 1 | 1.2626 | 1.2081 | 1.1372 | 1.1044 | 1.0796 | 0.91302 | 0.60504 | 0.14668 | -0.26601 | -0.6519 | -0.84292 | -0.93211 | -0.87252 | -0.59005 | -0.14836 | 0.34277 | 0.82931 | 1.2102 | 1.4186 | 1.5773 | 1.5796 | 1.5448 | 1.5042 | 1.3798
7 | 2 | 1.3087 | 1.2477 | 1.1698 | 1.1199 | 1.0906 | 0.9099 | 0.53982 | -0.091383 | -0.74964 | -1.2511 | -1.535 | -1.6517 | -1.6682 | -1.4754 | -1.0869 | -0.53176 | 0.07623 | 0.72156 | 1.1946 | 1.4706 | 1.5212 | 1.5098 | 1.4746 | 1.3559
8 | 1 | 1.1623 | 1.0867 | 1.0555 | 1.0291 | 1.013 | 1.0068 | 0.74894 | 0.25196 | -0.2059 | -0.64725 | -0.89046 | -0.97023 | -0.94866 | -0.6984 | -0.2368 | 0.31896 | 0.8623 | 1.2271 | 1.4088 | 1.4771 | 1.4476 | 1.412 | 1.3386 | 1.2381
8 | 2 | 1.1509 | 1.0949 | 1.0504 | 1.0083 | 0.99419 | 0.97192 | 0.65244 | -0.028587 | -0.69161 | -1.2453 | -1.5715 | -1.6693 | -1.6805 | -1.4702 | -1.0962 | -0.59853 | -0.026959 | 0.60704 | 1.1323 | 1.3515 | 1.346 | 1.3464 | 1.2852 | 1.203
9 | 1 | 1.0694 | 1.0112 | 1.0003 | 0.9855 | 0.97871 | 1.0114 | 0.96726 | 0.4859 | 0.0355 | -0.46498 | -0.77343 | -0.98311 | -1.0421 | -0.80345 | -0.43751 | 0.10357 | 0.7429 | 1.223 | 1.3037 | 1.2934 | 1.3129 | 1.244 | 1.1839 | 1.1149
9 | 2 | 1.0502 | 1.0073 | 0.9756 | 0.95549 | 0.94518 | 0.96893 | 0.84426 | 0.24457 | -0.43163 | -0.98394 | -1.2875 | -1.4837 | -1.4986 | -1.2768 | -0.9239 | -0.39962 | 0.23497 | 0.82937 | 1.0904 | 1.1651 | 1.2328 | 1.2031 | 1.1612 | 1.0995
10 | 1 | 1.0835 | 1.0628 | 1.0569 | 1.0706 | 1.0784 | 1.1129 | 1.1876 | 0.99618 | 0.57711 | 0.10749 | -0.1813 | -0.36147 | -0.43445 | -0.17478 | 0.11216 | 0.66423 | 1.2919 | 1.5197 | 1.3831 | 1.3982 | 1.3572 | 1.2888 | 1.1912 | 1.1394
10 | 2 | 1.0555 | 1.0683 | 1.0273 | 1.0314 | 1.033 | 1.0592 | 1.0689 | 0.71811 | 0.064766 | -0.52976 | -0.83365 | -1.0206 | -1.0752 | -0.80974 | -0.51874 | 0.016356 | 0.66567 | 1.131 | 1.1905 | 1.2614 | 1.25 | 1.1972 | 1.1594 | 1.1034
11 | 1 | 1.2242 | 1.2286 | 1.2363 | 1.2448 | 1.2483 | 1.3001 | 1.3822 | 1.447 | 1.0444 | 0.66743 | 0.49935 | 0.38983 | 0.38514 | 0.60125 | 0.86945 | 1.2785 | 1.8685 | 1.8817 | 1.6551 | 1.5581 | 1.4947 | 1.4398 | 1.3658 | 1.2885
11 | 2 | 1.1982 | 1.2786 | 1.1881 | 1.2007 | 1.194 | 1.2246 | 1.2585 | 1.1651 | 0.56559 | 0.035729 | -0.19462 | -0.34585 | -0.304 | -0.035625 | 0.26203 | 0.68579 | 1.2861 | 1.5149 | 1.4543 | 1.4236 | 1.4248 | 1.3652 | 1.291 | 1.2232
12 | 1 | 1.488 | 1.5042 | 1.5065 | 1.5027 | 1.511 | 1.5562 | 1.6119 | 1.7666 | 1.5994 | 1.1756 | 0.98355 | 0.89124 | 0.85317 | 0.986 | 1.2007 | 1.4901 | 2.1693 | 2.1743 | 1.9105 | 1.8138 | 1.7412 | 1.6622 | 1.5889 | 1.5496
12 | 2 | 1.5677 | 1.548 | 1.5597 | 1.5249 | 1.5566 | 1.5652 | 1.5935 | 1.6141 | 1.2479 | 0.69687 | 0.55531 | 0.46589 | 0.42512 | 0.45976 | 0.61822 | 0.9649 | 1.6594 | 1.8847 | 1.7971 | 1.7498 | 1.7232 | 1.669 | 1.617 | 1.5732
Primary Demand Class, per customer load with solar, normalized based on average customer size
Month | Hour of Day → Day Type ↓ (weekday = 1, weekend = 2) | 0 | 1 | 2 | 3 | 4 | 5 | 6 | 7 | 8 | 9 | 10 | 11 | 12 | 13 | 14 | 15 | 16 | 17 | 18 | 19 | 20 | 21 | 22 | 23
1 | 1 | 360.1533 | 354.1086 | 348.9908 | 345.502 | 351.2234 | 380.37 | 439.8046 | 511.6637 | 561.9661 | 574.7114 | 580.8562 | 579.6497 | 569.7172 | 570.2371 | 567.4097 | 561.5659 | 553.2017 | 533.7403 | 500.9781 | 482.6686 | 462.4771 | 430.7857 | 399.0278 | 376.3446
1 | 2 | 362.5651 | 354.8345 | 345.9895 | 341.9764 | 344.0636 | 354.9461 | 375.873 | 399.6017 | 408.1518 | 413.176 | 420.4771 | 419.4529 | 417.2392 | 413.4913 | 412.7696 | 416.2282 | 429.9844 | 447.431 | 439.9206 | 432.9174 | 422.0978 | 404.468 | 386.3201 | 371.2642
2 | 1 | 354.6393 | 347.8853 | 343.2002 | 341.6669 | 349.3347 | 377.5197 | 434.9834 | 500.7178 | 550.032 | 567.6378 | 572.3909 | 569.4708 | 561.2815 | 563.0259 | 561.4777 | 553.7403 | 537.9418 | 510.4773 | 491.1962 | 475.8773 | 453.2067 | 422.2102 | 392.9029 | 371.2336
2 | 2 | 353.2911 | 345.7671 | 339.0835 | 336.2855 | 337.6549 | 345.4187 | 367.1514 | 384.2927 | 390.9699 | 398.9367 | 405.2847 | 405.729 | 403.8285 | 401.3954 | 401.6799 | 401.8177 | 405.0239 | 413.5235 | 421.2384 | 415.3778 | 403.3199 | 387.2501 | 368.4154 | 356.7181
3 | 1 | 334.2296 | 327.5507 | 323.1689 | 321.7097 | 326.9087 | 354.5541 | 411.2831 | 474.2058 | 530.6141 | 552.5075 | 559.5145 | 558.0648 | 550.6131 | 553.1584 | 553.9862 | 547.3069 | 526.2405 | 485.6732 | 459.5486 | 448.9555 | 433.3195 | 406.3198 | 371.9316 | 349.6224
3 | 2 | 328.9385 | 321.3393 | 301.7808 | 312.2268 | 313.8962 | 322.335 | 341.215 | 351.6478 | 363.3865 | 375.0905 | 380.3805 | 380.1167 | 382.4874 | 382.7187 | 383.1602 | 387.6472 | 389.1223 | 387.8395 | 387.7394 | 391.3945 | 385.3404 | 369.3466 | 347.0148 | 331.9894
4 | 1 | 322.9054 | 314.8491 | 310.0235 | 308.7628 | 312.8896 | 337.4819 | 394.5664 | 453.39 | 518.7104 | 545.5403 | 556.4272 | 557.0445 | 550.2401 | 555.9349 | 559.0937 | 554.1867 | 532.9736 | 490.1302 | 454.2298 | 434.3868 | 427.633 | 403.6585 | 365.8271 | 340.0032
4 | 2 | 319.3247 | 311.0209 | 293.4641 | 301.1414 | 300.0105 | 306.354 | 318.7998 | 324.1453 | 346.7797 | 364.3062 | 374.3345 | 379.161 | 377.5768 | 379.1208 | 381.1071 | 384.2839 | 382.492 | 380.1638 | 372.908 | 369.4894 | 373.0972 | 363.8075 | 341.7257 | 323.5226
5 | 1 | 323.8087 | 314.9217 | 308.5849 | 305.8842 | 310.9155 | 333.1009 | 378.778 | 445.3833 | 515.3023 | 544.147 | 560.6699 | 567.4324 | 567.2897 | 576.8309 | 577.9129 | 575.454 | 555.2579 | 511.7452 | 473.4809 | 448.265 | 427.6618 | 413.4584 | 373.2434 | 344.4943
5 | 2 | 322.7769 | 312.6418 | 305.0068 | 299.5355 | 299.4425 | 304.0626 | 308.6948 | 323.9646 | 351.2631 | 371.4024 | 383.4472 | 388.8375 | 393.1855 | 394.0184 | 398.7536 | 402.97 | 404.1518 | 400.893 | 390.8798 | 381.1989 | 371.4049 | 373.0407 | 350.0246 | 329.0059
6 | 1 | 344.6916 | 331.8529 | 323.6045 | 320.9122 | 328.3821 | 344.5446 | 394.4723 | 463.9599 | 532.9131 | 567.0329 | 589.8414 | 603.9886 | 605.4214 | 618.6153 | 626.3036 | 628.8012 | 614.5102 | 565.7263 | 520.5992 | 493.1049 | 465.8597 | 448.204 | 409.2257 | 373.3148
6 | 2 | 340.0966 | 326.7115 | 314.9883 | 309.3894 | 309.8397 | 310.3342 | 316.0535 | 339.9736 | 373.305 | 397.4881 | 412.7879 | 421.0865 | 424.7417 | 430.6303 | 437.5686 | 442.7766 | 446.7155 | 440.2361 | 429.2081 | 417.0997 | 401.0966 | 398.2221 | 375.2226 | 350.627
7 | 1 | 385.0809 | 370.0265 | 359.8042 | 356.1156 | 363.3206 | 383.8246 | 432.0926 | 499.8992 | 565.9625 | 603.4606 | 624.2533 | 640.5124 | 646.2698 | 660.3942 | 669.9434 | 672.1808 | 659.857 | 614.7633 | 569.6842 | 543.9309 | 515.6962 | 497.9386 | 455.2998 | 417.6839
7 | 2 | 387.9389 | 369.7915 | 357.6935 | 351.3461 | 349.992 | 353.535 | 358.2098 | 379.612 | 413.9686 | 439.4097 | 460.093 | 472.126 | 481.8399 | 491.7947 | 499.2456 | 506.2934 | 512.7 | 506.384 | 494.5535 | 481.4553 | 464.9769 | 460.7261 | 429.4161 | 398.4502
8 | 1 | 367.2886 | 354.6215 | 345.5509 | 342.0023 | 348.4431 | 373.7366 | 427.7824 | 483.9704 | 549.2136 | 583.5406 | 602.2371 | 619.0667 | 626.1659 | 641.2564 | 652.347 | 657.6369 | 645.7166 | 596.8662 | 548.0816 | 517.3699 | 495.947 | 474.0625 | 426.7305 | 390.5964
8 | 2 | 361.3867 | 346.9339 | 336.8344 | 331.9212 | 329.6229 | 336.2288 | 349.2483 | 356.9845 | 386.0529 | 405.6769 | 423.0585 | 436.9164 | 445.1765 | 454.8262 | 463.6816 | 472.7759 | 479.5217 | 474.3178 | 463.199 | 450.5459 | 439.4123 | 431.1658 | 399.0991 | 370.1578
9 | 1 | 333.3239 | 323.4138 | 316.7558 | 315.3681 | 321.3346 | 347.0288 | 406.8643 | 464.8074 | 521.188 | 547.5427 | 563.2433 | 574.9615 | 575.9601 | 586.758 | 592.6309 | 591.5009 | 576.3135 | 530.9156 | 490.5645 | 473.1687 | 453.5759 | 422.4449 | 382.1988 | 352.0228
9 | 2 | 332.4314 | 322.3614 | 314.5557 | 309.6226 | 307.8532 | 315.6233 | 338.2985 | 346.6569 | 361.82 | 375.0451 | 389.4361 | 396.769 | 402.2474 | 405.5855 | 409.8626 | 415.6882 | 421.7964 | 418.8026 | 407.7767 | 403.0346 | 396.9288 | 381.0867 | 355.9877 | 335.412
10 | 1 | 322.8209 | 316.1907 | 308.9951 | 307.0933 | 313.0698 | 338.094 | 400.9577 | 470.8659 | 524.8346 | 544.8967 | 553.0373 | 556.5723 | 550.9372 | 557.7129 | 559.7867 | 554.7005 | 535.7805 | 492.0197 | 461.9924 | 449.228 | 425.6681 | 399.7895 | 364.4036 | 339.3842
10 | 2 | 320.1792 | 322.473 | 304.9133 | 301.6328 | 300.7988 | 306.7444 | 330.3281 | 348.1869 | 355.2033 | 364.4999 | 375.4131 | 379.4279 | 379.8393 | 383.1806 | 386.0394 | 389.6523 | 394.8235 | 389.5862 | 387.8516 | 387.886 | 375.0075 | 362.2135 | 340.0589 | 322.1613
11 | 1 | 335.1517 | 329.1551 | 323.3672 | 322.932 | 329.9892 | 358.0086 | 412.5045 | 475.7616 | 521.2919 | 539.7796 | 548.217 | 549.7799 | 545.1742 | 546.0501 | 547.0582 | 541.3523 | 525.9012 | 500.6405 | 469.0674 | 449.7581 | 430.5281 | 403.6055 | 370.8991 | 350.9408
11 | 2 | 325.1281 | 344.3474 | 311.7683 | 310.2305 | 310.5099 | 320.1248 | 342.4599 | 359.6071 | 365.1114 | 374.3254 | 384.6802 | 388.5928 | 391.5993 | 389.7596 | 390.611 | 392.4716 | 401.4932 | 410.8286 | 401.607 | 391.7179 | 381.5803 | 366.2549 | 345.0366 | 330.4073
12 | 1 | 369.2214 | 362.7706 | 356.8315 | 354.9164 | 361.7906 | 389.8784 | 446.3281 | 513.2539 | 560.2565 | 573.4097 | 577.8433 | 580.2642 | 572.4594 | 572.1208 | 571.6632 | 565.3866 | 558.9538 | 536.6755 | 499.9351 | 482.0155 | 463.6671 | 436.5327 | 407.4045 | 386.4641
12 | 2 | 369.353 | 361.8405 | 355.4414 | 351.1319 | 353.6479 | 363.2754 | 385.0155 | 408.613 | 415.9006 | 419.5758 | 427.2634 | 428.9746 | 427.4605 | 423.4693 | 419.8168 | 420.1679 | 435.4117 | 450.5761 | 439.2932 | 430.1428 | 420.6744 | 404.8738 | 385.6983 | 370.4146
Residential Class, per customer reduced load with Solar, normalized based on average customer size
Month | Hour of Day → Day Type ↓ (weekday = 1, weekend = 2) | 0 | 1 | 2 | 3 | 4 | 5 | 6 | 7 | 8 | 9 | 10 | 11 | 12 | 13 | 14 | 15 | 16 | 17 | 18 | 19 | 20 | 21 | 22 | 23
1 | 1 | 0 | 0 | 0 | 0 | 0 | 0 | 0 | 0.0026911 | 0.36797 | 0.95895 | 1.1944 | 1.1657 | 1.1351 | 1.0864 | 1.0881 | 0.99486 | 0.35175 | 0.0091631 | 0 | 0 | 0 | 0 | 0 | 0 | 8.3551
1 | 2 | 0 | 0 | 0 | 0 | 0 | 0 | 0 | 0.0018263 | 0.34886 | 0.89932 | 1.2776 | 1.3753 | 1.3896 | 1.3537 | 1.1891 | 0.96563 | 0.34721 | 0.0085239 | 0 | 0 | 0 | 0 | 0 | 0 | 9.1567
2 | 1 | 0 | 0 | 0 | 0 | 0 | 0 | 0 | 0.088807 | 0.6965 | 1.1759 | 1.1071 | 1.0683 | 1.0264 | 0.98724 | 0.96691 | 1.005 | 0.88196 | 0.16701 | 0.00026736 | 0 | 0 | 0 | 0 | 0 | 9.1714
2 | 2 | 0 | 0 | 0 | 0 | 0 | 0 | 0 | 0.068448 | 0.63228 | 1.271 | 1.3651 | 1.3413 | 1.2647 | 1.2167 | 1.1954 | 1.2237 | 0.87843 | 0.15734 | 0.0002228 | 0 | 0 | 0 | 0 | 0 | 10.6146
3 | 1 | 0 | 0 | 0 | 0 | 0 | 0 | 0.023855 | 0.40598 | 1.0918 | 1.0936 | 1.0369 | 0.99247 | 0.96969 | 0.92233 | 0.8986 | 0.91529 | 1.0133 | 0.56333 | 0.036543 | 0 | 0 | 0 | 0 | 0 | 9.9637
3 | 2 | 0 | 0 | 0 | 0 | 0 | 3.7349e-06 | 0.028047 | 0.42691 | 1.1214 | 1.2316 | 1.2271 | 1.2064 | 1.1614 | 1.1027 | 1.0877 | 1.1088 | 1.0742 | 0.51593 | 0.030827 | 0 | 0 | 0 | 0 | 0 | 11.3229
4 | 1 | 0 | 0 | 0 | 0 | 0 | 0.019234 | 0.25626 | 0.85748 | 1.096 | 1.0299 | 0.96756 | 0.91933 | 0.90027 | 0.8693 | 0.85436 | 0.87558 | 0.94096 | 0.75942 | 0.20673 | 0.0072348 | 0 | 0 | 0 | 0 | 10.5597
4 | 2 | 0 | 0 | 0 | 0 | 0 | 0.018864 | 0.24638 | 0.80106 | 1.0703 | 1.1387 | 1.1551 | 1.1278 | 1.1052 | 1.0788 | 1.0623 | 1.0589 | 1.0976 | 0.73108 | 0.21068 | 0.0073789 | 0 | 0 | 0 | 0 | 11.91
5 | 1 | 0 | 0 | 0 | 0 | 0.0083752 | 0.15407 | 0.49082 | 0.97389 | 0.94981 | 0.89606 | 0.86149 | 0.8424 | 0.83816 | 0.8065 | 0.79186 | 0.80715 | 0.8808 | 0.88184 | 0.38111 | 0.076819 | 0.00023249 | 0 | 0 | 0 | 10.6414
5 | 2 | 0 | 0 | 0 | 0 | 0.0074432 | 0.16109 | 0.50669 | 0.86226 | 0.96297 | 1.0402 | 1.0244 | 0.97861 | 0.99222 | 0.94775 | 0.92519 | 0.95013 | 1.0061 | 0.88801 | 0.3857 | 0.08157 | 0.0002228 | 0 | 0 | 0 | 11.7206
6 | 1 | 0 | 0 | 0 | 0 | 0.02394 | 0.23148 | 0.56846 | 0.83727 | 0.86085 | 0.85518 | 0.83959 | 0.86098 | 0.85813 | 0.84237 | 0.84999 | 0.89049 | 0.96442 | 1.0141 | 0.48417 | 0.17135 | 0.0078687 | 0 | 0 | 0 | 11.1607
6 | 2 | 0 | 0 | 0 | 0 | 0.021724 | 0.21448 | 0.53671 | 0.75042 | 0.83714 | 0.90456 | 0.93298 | 0.94377 | 0.9594 | 0.94436 | 0.95605 | 0.99128 | 1.0328 | 0.96551 | 0.45959 | 0.16229 | 0.0061906 | 0 | 0 | 0 | 11.6193
7 | 1 | 0 | 0 | 0 | 0 | 0.0092579 | 0.1859 | 0.5101 | 0.84235 | 0.89498 | 0.92154 | 0.95852 | 1.0278 | 1.0933 | 1.1356 | 1.1989 | 1.2581 | 1.3451 | 1.0448 | 0.47699 | 0.14024 | 0.0045901 | 0 | 0 | 0 | 13.048
7 | 2 | 0 | 0 | 0 | 0 | 0.009317 | 0.19671 | 0.53119 | 0.76802 | 0.86166 | 0.95128 | 1.0122 | 1.086 | 1.1486 | 1.2159 | 1.2744 | 1.3426 | 1.4229 | 1.0687 | 0.48224 | 0.1421 | 0.0040394 | 0 | 0 | 0 | 13.518
8 | 1 | 0 | 0 | 0 | 0 | 1.4615e-06 | 0.034109 | 0.33419 | 0.8253 | 0.85898 | 0.86919 | 0.87166 | 0.91001 | 0.97258 | 1.0184 | 1.0834 | 1.1616 | 1.2667 | 0.81096 | 0.26229 | 0.02428 | 0 | 0 | 0 | 0 | 11.3037
8 | 2 | 0 | 0 | 0 | 0 | 0 | 0.038622 | 0.34672 | 0.72916 | 0.82522 | 0.91649 | 0.95625 | 0.99675 | 1.0418 | 1.1025 | 1.1992 | 1.2544 | 1.3416 | 0.91668 | 0.29806 | 0.030236 | 0 | 0 | 0 | 0 | 11.9936
9 | 1 | 0 | 0 | 0 | 0 | 0 | 0.00077741 | 0.12039 | 0.71278 | 0.83479 | 0.79403 | 0.74897 | 0.74989 | 0.76038 | 0.75483 | 0.77916 | 0.82372 | 0.92583 | 0.43363 | 0.033756 | 0 | 0 | 0 | 0 | 0 | 8.4729
9 | 2 | 0 | 0 | 0 | 0 | 0 | 0.0014812 | 0.13293 | 0.6956 | 0.8152 | 0.91963 | 0.91745 | 0.91526 | 0.91692 | 0.92252 | 0.96936 | 1.0069 | 1.0786 | 0.41888 | 0.039245 | 0 | 0 | 0 | 0 | 0 | 9.75
10 | 1 | 0 | 0 | 0 | 0 | 0 | 0 | 0.016325 | 0.40485 | 1.0362 | 0.95968 | 0.90184 | 0.86661 | 0.84724 | 0.81102 | 0.80487 | 0.82369 | 0.53906 | 0.061616 | 0 | 0 | 0 | 0 | 0 | 0 | 8.0729
10 | 2 | 0 | 0 | 0 | 0 | 0 | 0 | 0.015822 | 0.40688 | 1.0195 | 1.0972 | 1.1162 | 1.0779 | 1.0355 | 1.0123 | 0.98704 | 1.0056 | 0.55401 | 0.056596 | 0 | 0 | 0 | 0 | 0 | 0 | 9.3845
11 | 1 | 0 | 0 | 0 | 0 | 0 | 0 | 7.5344e-05 | 0.097899 | 0.67934 | 1.1426 | 1.0763 | 1.0345 | 1.0004 | 0.96343 | 0.96059 | 0.72244 | 0.14474 | 8.1018e-05 | 0 | 0 | 0 | 0 | 0 | 0 | 7.8224
11 | 2 | 0 | 0 | 0 | 0 | 0 | 0 | 0 | 0.11618 | 0.73158 | 1.3014 | 1.3085 | 1.282 | 1.2623 | 1.2094 | 1.2057 | 0.76146 | 0.16412 | 0 | 0 | 0 | 0 | 0 | 0 | 0 | 9.3426
12 | 1 | 0 | 0 | 0 | 0 | 0 | 0 | 0 | 0.0028941 | 0.39693 | 0.97628 | 1.2698 | 1.2381 | 1.2063 | 1.1685 | 1.0501 | 0.7464 | 0.10267 | 0 | 0 | 0 | 0 | 0 | 0 | 0 | 8.1579
12 | 2 | 0 | 0 | 0 | 0 | 0 | 0 | 0 | 0.004557 | 0.41188 | 0.98907 | 1.2987 | 1.3528 | 1.358 | 1.2922 | 1.1122 | 0.78882 | 0.11278 | 0 | 0 | 0 | 0 | 0 | 0 | 0 | 8.721
Secondary Non-Demand Class, per customer reduced load with solar, normalized based on average customer size
Month | Hour of Day → Day Type ↓ (weekday = 1, weekend = 2) | 0 | 1 | 2 | 3 | 4 | 5 | 6 | 7 | 8 | 9 | 10 | 11 | 12 | 13 | 14 | 15 | 16 | 17 | 18 | 19 | 20 | 21 | 22 | 23
1 | 1 | 0 | 0 | 0 | 0 | 0 | 0 | 0 | 0.0026911 | 0.36797 | 0.95895 | 1.0293 | 1.0325 | 1.0085 | 1.0006 | 1.0131 | 0.99486 | 0.35175 | 0.0091631 | 0 | 0 | 0 | 0 | 0 | 0 | 7.7694
1 | 2 | 0 | 0 | 0 | 0 | 0 | 0 | 0 | 0.0018263 | 0.34886 | 0.73765 | 0.79234 | 0.79165 | 0.76856 | 0.76191 | 0.75122 | 0.73376 | 0.34721 | 0.0085239 | 0 | 0 | 0 | 0 | 0 | 0 | 6.0435
2 | 1 | 0 | 0 | 0 | 0 | 0 | 0 | 0 | 0.088807 | 0.6965 | 0.97327 | 1.0186 | 1.0172 | 0.98983 | 0.99501 | 1.0043 | 0.99032 | 0.88196 | 0.16701 | 0.00026736 | 0 | 0 | 0 | 0 | 0 | 8.8231
2 | 2 | 0 | 0 | 0 | 0 | 0 | 0 | 0 | 0.068448 | 0.63228 | 0.71731 | 0.74353 | 0.74174 | 0.73845 | 0.73388 | 0.73294 | 0.72614 | 0.71309 | 0.15734 | 0.0002228 | 0 | 0 | 0 | 0 | 0 | 6.7054
3 | 1 | 0 | 0 | 0 | 0 | 0 | 0 | 0.023855 | 0.40598 | 0.80139 | 0.87656 | 0.94288 | 0.93539 | 0.91252 | 0.91529 | 0.9172 | 0.90447 | 0.88967 | 0.56333 | 0.036543 | 0 | 0 | 0 | 0 | 0 | 9.1251
3 | 2 | 0 | 0 | 0 | 0 | 0 | 3.7349e-06 | 0.028047 | 0.42691 | 0.60915 | 0.66077 | 0.71144 | 0.69373 | 0.68025 | 0.67171 | 0.65815 | 0.64433 | 0.63446 | 0.51593 | 0.030827 | 0 | 0 | 0 | 0 | 0 | 6.9657
4 | 1 | 0 | 0 | 0 | 0 | 0 | 0.019234 | 0.25626 | 0.61094 | 0.7488 | 0.83325 | 0.9007 | 0.9061 | 0.88027 | 0.88733 | 0.88799 | 0.87751 | 0.84398 | 0.75147 | 0.20673 | 0.0072348 | 0 | 0 | 0 | 0 | 9.6178
4 | 2 | 0 | 0 | 0 | 0 | 0 | 0.018864 | 0.24638 | 0.50701 | 0.53623 | 0.5764 | 0.6272 | 0.6217 | 0.61218 | 0.60096 | 0.6022 | 0.59358 | 0.58025 | 0.54418 | 0.21068 | 0.0073789 | 0 | 0 | 0 | 0 | 6.8852
5 | 1 | 0 | 0 | 0 | 0 | 0.0083752 | 0.15407 | 0.48062 | 0.54983 | 0.67658 | 0.7527 | 0.83117 | 0.85227 | 0.82949 | 0.84538 | 0.85846 | 0.85307 | 0.83237 | 0.7265 | 0.38111 | 0.076819 | 0.00023249 | 0 | 0 | 0 | 9.709
5 | 2 | 0 | 0 | 0 | 0 | 0.0074432 | 0.16109 | 0.43448 | 0.44531 | 0.50066 | 0.53966 | 0.59568 | 0.59941 | 0.59685 | 0.59381 | 0.57242 | 0.56895 | 0.56795 | 0.54415 | 0.3857 | 0.08157 | 0.0002228 | 0 | 0 | 0 | 7.1954
6 | 1 | 0 | 0 | 0 | 0 | 0.02394 | 0.23148 | 0.46388 | 0.56143 | 0.71249 | 0.81163 | 0.89739 | 0.9281 | 0.93413 | 0.95591 | 0.99241 | 1.0022 | 0.98081 | 0.86306 | 0.48417 | 0.17135 | 0.0078687 | 0 | 0 | 0 | 11.0222
6 | 2 | 0 | 0 | 0 | 0 | 0.021724 | 0.21448 | 0.4165 | 0.44512 | 0.50192 | 0.56477 | 0.63023 | 0.63837 | 0.64386 | 0.66406 | 0.67847 | 0.68057 | 0.66812 | 0.65572 | 0.45959 | 0.16229 | 0.0061906 | 0 | 0 | 0 | 8.052
7 | 1 | 0 | 0 | 0 | 0 | 0.0092579 | 0.1859 | 0.5101 | 0.61302 | 0.77305 | 0.89429 | 1.0108 | 1.0619 | 1.0739 | 1.1211 | 1.1541 | 1.1748 | 1.1574 | 1.0425 | 0.47699 | 0.14024 | 0.0045901 | 0 | 0 | 0 | 12.4039
7 | 2 | 0 | 0 | 0 | 0 | 0.009317 | 0.19671 | 0.49513 | 0.52208 | 0.57613 | 0.64792 | 0.73554 | 0.7856 | 0.80416 | 0.8167 | 0.83323 | 0.85176 | 0.8457 | 0.82766 | 0.48224 | 0.1421 | 0.0040394 | 0 | 0 | 0 | 9.576
8 | 1 | 0 | 0 | 0 | 0 | 1.4615e-06 | 0.034109 | 0.33419 | 0.57128 | 0.71493 | 0.81859 | 0.93091 | 0.97766 | 0.98101 | 1.0178 | 1.0597 | 1.088 | 1.0754 | 0.81096 | 0.26229 | 0.02428 | 0 | 0 | 0 | 0 | 10.7011
8 | 2 | 0 | 0 | 0 | 0 | 0 | 0.038622 | 0.34672 | 0.45052 | 0.50538 | 0.55685 | 0.63468 | 0.67851 | 0.69622 | 0.72263 | 0.74791 | 0.75743 | 0.74628 | 0.70443 | 0.29806 | 0.030236 | 0 | 0 | 0 | 0 | 7.9145
9 | 1 | 0 | 0 | 0 | 0 | 0 | 0.00077741 | 0.12039 | 0.55416 | 0.6885 | 0.76783 | 0.83525 | 0.8415 | 0.83808 | 0.86288 | 0.87456 | 0.88591 | 0.87342 | 0.43363 | 0.033756 | 0 | 0 | 0 | 0 | 0 | 8.6106
9 | 2 | 0 | 0 | 0 | 0 | 0 | 0.0014812 | 0.13293 | 0.44702 | 0.49137 | 0.54237 | 0.60183 | 0.61393 | 0.6117 | 0.61531 | 0.61258 | 0.6144 | 0.60727 | 0.41888 | 0.039245 | 0 | 0 | 0 | 0 | 0 | 6.3503
10 | 1 | 0 | 0 | 0 | 0 | 0 | 0 | 0.016325 | 0.40485 | 0.76501 | 0.83535 | 0.89502 | 0.89658 | 0.8671 | 0.86839 | 0.86559 | 0.87151 | 0.53906 | 0.061616 | 0 | 0 | 0 | 0 | 0 | 0 | 7.8864
10 | 2 | 0 | 0 | 0 | 0 | 0 | 0 | 0.015822 | 0.40688 | 0.54976 | 0.56686 | 0.61505 | 0.62591 | 0.61915 | 0.61546 | 0.60169 | 0.59115 | 0.55401 | 0.056596 | 0 | 0 | 0 | 0 | 0 | 0 | 5.8183
11 | 1 | 0 | 0 | 0 | 0 | 0 | 0 | 7.5344e-05 | 0.097899 | 0.67934 | 0.87793 | 0.94037 | 0.93997 | 0.9117 | 0.91428 | 0.92428 | 0.72244 | 0.14474 | 8.1018e-05 | 0 | 0 | 0 | 0 | 0 | 0 | 7.1531
11 | 2 | 0 | 0 | 0 | 0 | 0 | 0 | 0 | 0.11618 | 0.59969 | 0.62373 | 0.6732 | 0.67826 | 0.66132 | 0.67294 | 0.68579 | 0.66907 | 0.16412 | 0 | 0 | 0 | 0 | 0 | 0 | 0 | 5.5443
12 | 1 | 0 | 0 | 0 | 0 | 0 | 0 | 0 | 0.0028941 | 0.39693 | 0.97628 | 1.0565 | 1.0567 | 1.0295 | 1.0312 | 1.0406 | 0.7464 | 0.10267 | 0 | 0 | 0 | 0 | 0 | 0 | 0 | 7.4397
12 | 2 | 0 | 0 | 0 | 0 | 0 | 0 | 0 | 0.004557 | 0.41188 | 0.77942 | 0.8571 | 0.8408 | 0.82435 | 0.80993 | 0.8 | 0.78882 | 0.11278 | 0 | 0 | 0 | 0 | 0 | 0 | 0 | 6.2296
Secondary Demand Class, per customer reduced load with solar, normalized based on average customer size
Month | Hour of Day → Day Type ↓ (weekday = 1, weekend = 2) | 0 | 1 | 2 | 3 | 4 | 5 | 6 | 7 | 8 | 9 | 10 | 11 | 12 | 13 | 14 | 15 | 16 | 17 | 18 | 19 | 20 | 21 | 22 | 23
1 | 1 | 0 | 0 | 0 | 0 | 0 | 0 | 0 | 0.010764 | 1.4719 | 3.8358 | 5.2932 | 5.6708 | 5.9141 | 5.5483 | 4.9334 | 3.9795 | 1.407 | 0.036652 | 0 | 0 | 0 | 0 | 0 | 0 | 38.1014
1 | 2 | 0 | 0 | 0 | 0 | 0 | 0 | 0 | 0.007305 | 1.3955 | 3.5973 | 5.1102 | 5.5011 | 5.7441 | 5.6088 | 4.7565 | 3.8625 | 1.3889 | 0.034096 | 0 | 0 | 0 | 0 | 0 | 0 | 37.0064
2 | 1 | 0 | 0 | 0 | 0 | 0 | 0 | 0 | 0.35523 | 2.786 | 5.3126 | 7.1482 | 8.0094 | 8.3306 | 7.5185 | 6.6027 | 5.3897 | 3.5278 | 0.66806 | 0.0010694 | 0 | 0 | 0 | 0 | 0 | 55.65
2 | 2 | 0 | 0 | 0 | 0 | 0 | 0 | 0 | 0.27379 | 2.5291 | 5.0839 | 6.8073 | 7.6242 | 7.8314 | 7.2787 | 6.3837 | 5.3576 | 3.5137 | 0.62937 | 0.0008912 | 0 | 0 | 0 | 0 | 0 | 53.3137
3 | 1 | 0 | 0 | 0 | 0 | 0 | 0 | 0.095421 | 1.6239 | 4.3672 | 7.1277 | 9.098 | 9.8483 | 10.1237 | 9.337 | 8.3239 | 6.7083 | 4.7096 | 2.2533 | 0.14617 | 0 | 0 | 0 | 0 | 0 | 73.7626
3 | 2 | 0 | 0 | 0 | 0 | 0 | 1.4939e-05 | 0.11219 | 1.7076 | 4.4857 | 7.2896 | 9.2788 | 10.1411 | 10.0911 | 9.162 | 7.7602 | 6.0882 | 4.2967 | 2.0637 | 0.12331 | 0 | 0 | 0 | 0 | 0 | 72.6002
4 | 1 | 0 | 0 | 0 | 0 | 0 | 0.076935 | 1.025 | 3.4299 | 6.4738 | 9.1343 | 10.8604 | 11.3748 | 11.5865 | 10.803 | 9.5844 | 7.6835 | 5.5884 | 3.0377 | 0.8269 | 0.028939 | 0 | 0 | 0 | 0 | 91.5145
4 | 2 | 0 | 0 | 0 | 0 | 0 | 0.075456 | 0.9855 | 3.2042 | 5.9834 | 8.5035 | 10.2197 | 10.7842 | 10.9955 | 10.5283 | 9.239 | 7.3055 | 5.3301 | 2.9243 | 0.84274 | 0.029516 | 0 | 0 | 0 | 0 | 86.951
5 | 1 | 0 | 0 | 0 | 0 | 0.033501 | 0.6163 | 1.9633 | 4.5498 | 7.3504 | 9.5638 | 10.9739 | 11.3152 | 11.264 | 10.7684 | 9.5322 | 7.7947 | 5.8573 | 3.5274 | 1.5245 | 0.30727 | 0.00092994 | 0 | 0 | 0 | 96.9428
5 | 2 | 0 | 0 | 0 | 0 | 0.029773 | 0.64435 | 2.0268 | 4.7552 | 7.7694 | 10.2255 | 11.8093 | 12.3552 | 12.105 | 11.1855 | 9.9876 | 8.1619 | 6.0748 | 3.552 | 1.5428 | 0.32628 | 0.0008912 | 0 | 0 | 0 | 102.5522
6 | 1 | 0 | 0 | 0 | 0 | 0.09576 | 0.92591 | 2.2739 | 4.8379 | 7.6994 | 9.9468 | 11.3654 | 12.12 | 12.0237 | 11.4611 | 10.1137 | 8.3171 | 6.4416 | 4.0565 | 1.9367 | 0.68538 | 0.031475 | 0 | 0 | 0 | 104.3323
6 | 2 | 0 | 0 | 0 | 0 | 0.086898 | 0.85792 | 2.1469 | 4.5899 | 7.2164 | 9.3127 | 10.8677 | 11.5623 | 11.5242 | 10.7492 | 9.5055 | 8.0047 | 6.1229 | 3.862 | 1.8384 | 0.64916 | 0.024763 | 0 | 0 | 0 | 98.9216
7 | 1 | 0 | 0 | 0 | 0 | 0.037031 | 0.74362 | 2.0404 | 4.7173 | 7.7526 | 10.3452 | 12.1176 | 12.9162 | 12.7815 | 12.0604 | 10.5789 | 8.7936 | 6.6965 | 4.1794 | 1.908 | 0.56096 | 0.01836 | 0 | 0 | 0 | 108.2476
7 | 2 | 0 | 0 | 0 | 0 | 0.037268 | 0.78683 | 2.1248 | 4.8827 | 7.9834 | 10.6105 | 12.5041 | 13.4039 | 13.6308 | 12.9678 | 11.5568 | 9.4967 | 7.0123 | 4.2749 | 1.9289 | 0.56839 | 0.016158 | 0 | 0 | 0 | 113.7862
8 | 1 | 0 | 0 | 0 | 0 | 5.8459e-06 | 0.13644 | 1.3368 | 3.935 | 7.0094 | 9.6716 | 11.6163 | 12.3399 | 12.2826 | 11.5997 | 10.1161 | 8.1379 | 5.8551 | 3.2438 | 1.0492 | 0.097119 | 0 | 0 | 0 | 0 | 98.4269
8 | 2 | 0 | 0 | 0 | 0 | 0 | 0.15449 | 1.3869 | 4.0124 | 7.1391 | 9.7991 | 11.7772 | 12.5477 | 12.746 | 12.1331 | 10.8559 | 8.9476 | 6.5648 | 3.6667 | 1.1922 | 0.12094 | 0 | 0 | 0 | 0 | 103.0442
9 | 1 | 0 | 0 | 0 | 0 | 0 | 0.0031096 | 0.48155 | 2.8511 | 5.815 | 8.5033 | 10.3205 | 11.2133 | 11.4195 | 10.6796 | 9.317 | 7.2508 | 4.5855 | 1.7345 | 0.13502 | 0 | 0 | 0 | 0 | 0 | 84.3099
9 | 2 | 0 | 0 | 0 | 0 | 0 | 0.0059247 | 0.53172 | 2.8894 | 5.978 | 8.6285 | 10.3571 | 11.2467 | 11.2871 | 10.431 | 8.9958 | 6.9144 | 4.3144 | 1.6755 | 0.15698 | 0 | 0 | 0 | 0 | 0 | 83.4125
10 | 1 | 0 | 0 | 0 | 0 | 0 | 0 | 0.0653 | 1.6194 | 4.3107 | 6.7977 | 8.4692 | 9.2033 | 9.2401 | 8.2127 | 7.0407 | 4.8836 | 2.1562 | 0.24646 | 0 | 0 | 0 | 0 | 0 | 0 | 62.2453
10 | 2 | 0 | 0 | 0 | 0 | 0 | 0 | 0.06329 | 1.6275 | 4.4976 | 7.0237 | 8.6562 | 9.4979 | 9.6578 | 8.5641 | 7.2809 | 5.0494 | 2.216 | 0.22638 | 0 | 0 | 0 | 0 | 0 | 0 | 64.3608
11 | 1 | 0 | 0 | 0 | 0 | 0 | 0 | 0.00030138 | 0.3916 | 2.7174 | 4.9263 | 6.1389 | 6.5735 | 6.3477 | 5.5055 | 4.5193 | 2.8897 | 0.57897 | 0.00032407 | 0 | 0 | 0 | 0 | 0 | 0 | 40.5896
11 | 2 | 0 | 0 | 0 | 0 | 0 | 0 | 0 | 0.46471 | 2.9263 | 5.2537 | 6.6032 | 7.2519 | 6.9379 | 5.9649 | 4.8855 | 3.0458 | 0.6565 | 0 | 0 | 0 | 0 | 0 | 0 | 0 | 43.9905
12 | 1 | 0 | 0 | 0 | 0 | 0 | 0 | 0 | 0.011576 | 1.5877 | 3.9051 | 5.2071 | 5.5778 | 5.4951 | 4.978 | 4.2005 | 2.9856 | 0.41067 | 0 | 0 | 0 | 0 | 0 | 0 | 0 | 34.3591
12 | 2 | 0 | 0 | 0 | 0 | 0 | 0 | 0 | 0.018228 | 1.6475 | 3.9563 | 5.1946 | 5.4113 | 5.432 | 5.1687 | 4.4489 | 3.1553 | 0.45111 | 0 | 0 | 0 | 0 | 0 | 0 | 0 | 34.884
Primary Non-Demand Class, per customer reduced load with solar, normalized based on average customer size
Month | Hour of Day → Day Type ↓ (weekday = 1, weekend = 2) | 0 | 1 | 2 | 3 | 4 | 5 | 6 | 7 | 8 | 9 | 10 | 11 | 12 | 13 | 14 | 15 | 16 | 17 | 18 | 19 | 20 | 21 | 22 | 23
1 | 1 | 0 | 0 | 0 | 0 | 0 | 0 | 0 | 0.0026911 | 0.36797 | 0.95895 | 1.3233 | 1.4177 | 1.4785 | 1.3871 | 1.2333 | 0.99486 | 0.35175 | 0.0091631 | 0 | 0 | 0 | 0 | 0 | 0 | 9.5253
1 | 2 | 0 | 0 | 0 | 0 | 0 | 0 | 0 | 0.0018263 | 0.34886 | 0.89932 | 1.2776 | 1.3753 | 1.436 | 1.4022 | 1.1891 | 0.96563 | 0.34721 | 0.0085239 | 0 | 0 | 0 | 0 | 0 | 0 | 9.2516
2 | 1 | 0 | 0 | 0 | 0 | 0 | 0 | 0 | 0.088807 | 0.6965 | 1.3282 | 1.787 | 2.0023 | 2.0827 | 1.8796 | 1.6507 | 1.3474 | 0.88196 | 0.16701 | 0.00026736 | 0 | 0 | 0 | 0 | 0 | 13.9125
2 | 2 | 0 | 0 | 0 | 0 | 0 | 0 | 0 | 0.068448 | 0.63228 | 1.271 | 1.6083 | 1.6044 | 1.5973 | 1.5874 | 1.5854 | 1.3394 | 0.87843 | 0.15734 | 0.0002228 | 0 | 0 | 0 | 0 | 0 | 12.33
3 | 1 | 0 | 0 | 0 | 0 | 0 | 0 | 0.023855 | 0.40598 | 1.0918 | 1.7819 | 2.0395 | 2.0233 | 1.9738 | 1.9798 | 1.984 | 1.6771 | 1.1774 | 0.56333 | 0.036543 | 0 | 0 | 0 | 0 | 0 | 16.7584
3 | 2 | 0 | 0 | 0 | 0 | 0 | 3.7349e-06 | 0.028047 | 0.42691 | 1.1214 | 1.4293 | 1.5389 | 1.5006 | 1.4714 | 1.453 | 1.4236 | 1.3937 | 1.0742 | 0.51593 | 0.030827 | 0 | 0 | 0 | 0 | 0 | 13.4078
4 | 1 | 0 | 0 | 0 | 0 | 0 | 0.019234 | 0.25626 | 0.85748 | 1.6185 | 1.8024 | 1.9483 | 1.9599 | 1.9041 | 1.9194 | 1.9208 | 1.8981 | 1.3971 | 0.75942 | 0.20673 | 0.0072348 | 0 | 0 | 0 | 0 | 18.4748
4 | 2 | 0 | 0 | 0 | 0 | 0 | 0.018864 | 0.24638 | 0.80106 | 1.1599 | 1.2468 | 1.3567 | 1.3448 | 1.3242 | 1.2999 | 1.3026 | 1.284 | 1.2551 | 0.73108 | 0.21068 | 0.0073789 | 0 | 0 | 0 | 0 | 13.5894
5 | 1 | 0 | 0 | 0 | 0 | 0.0083752 | 0.15407 | 0.49082 | 1.1374 | 1.4635 | 1.6281 | 1.7979 | 1.8435 | 1.7942 | 1.8286 | 1.8569 | 1.8452 | 1.4643 | 0.88184 | 0.38111 | 0.076819 | 0.00023249 | 0 | 0 | 0 | 18.6531
5 | 2 | 0 | 0 | 0 | 0 | 0.0074432 | 0.16109 | 0.50669 | 0.96323 | 1.083 | 1.1673 | 1.2885 | 1.2966 | 1.291 | 1.2845 | 1.2382 | 1.2307 | 1.2285 | 0.88801 | 0.3857 | 0.08157 | 0.0002228 | 0 | 0 | 0 | 14.1021
6 | 1 | 0 | 0 | 0 | 0 | 0.02394 | 0.23148 | 0.56846 | 1.2095 | 1.5412 | 1.7556 | 1.9411 | 2.0075 | 2.0206 | 2.0677 | 2.1466 | 2.0793 | 1.6104 | 1.0141 | 0.48417 | 0.17135 | 0.0078687 | 0 | 0 | 0 | 20.8809
6 | 2 | 0 | 0 | 0 | 0 | 0.021724 | 0.21448 | 0.53671 | 0.96281 | 1.0857 | 1.2216 | 1.3632 | 1.3808 | 1.3927 | 1.4364 | 1.4676 | 1.4721 | 1.4452 | 0.96551 | 0.45959 | 0.16229 | 0.0061906 | 0 | 0 | 0 | 15.5947
7 | 1 | 0 | 0 | 0 | 0 | 0.0092579 | 0.1859 | 0.5101 | 1.1793 | 1.6722 | 1.9344 | 2.1865 | 2.2969 | 2.3229 | 2.425 | 2.4964 | 2.1984 | 1.6741 | 1.0448 | 0.47699 | 0.14024 | 0.0045901 | 0 | 0 | 0 | 22.758
7 | 2 | 0 | 0 | 0 | 0 | 0.009317 | 0.19671 | 0.53119 | 1.1293 | 1.2462 | 1.4015 | 1.591 | 1.6993 | 1.7395 | 1.7666 | 1.8023 | 1.8424 | 1.7531 | 1.0687 | 0.48224 | 0.1421 | 0.0040394 | 0 | 0 | 0 | 18.4055
8 | 1 | 0 | 0 | 0 | 0 | 1.4615e-06 | 0.034109 | 0.33419 | 0.98374 | 1.5464 | 1.7707 | 2.0136 | 2.1148 | 2.122 | 2.2015 | 2.2922 | 2.0345 | 1.4638 | 0.81096 | 0.26229 | 0.02428 | 0 | 0 | 0 | 0 | 20.009
8 | 2 | 0 | 0 | 0 | 0 | 0 | 0.038622 | 0.34672 | 0.97451 | 1.0932 | 1.2045 | 1.3728 | 1.4677 | 1.506 | 1.5631 | 1.6178 | 1.6384 | 1.6142 | 0.91668 | 0.29806 | 0.030236 | 0 | 0 | 0 | 0 | 15.6824
9 | 1 | 0 | 0 | 0 | 0 | 0 | 0.00077741 | 0.12039 | 0.71278 | 1.4538 | 1.6609 | 1.8067 | 1.8202 | 1.8128 | 1.8665 | 1.8917 | 1.8127 | 1.1464 | 0.43363 | 0.033756 | 0 | 0 | 0 | 0 | 0 | 16.5729
9 | 2 | 0 | 0 | 0 | 0 | 0 | 0.0014812 | 0.13293 | 0.72235 | 1.0629 | 1.1732 | 1.3018 | 1.328 | 1.3231 | 1.331 | 1.325 | 1.329 | 1.0786 | 0.41888 | 0.039245 | 0 | 0 | 0 | 0 | 0 | 12.5674
10 | 1 | 0 | 0 | 0 | 0 | 0 | 0 | 0.016325 | 0.40485 | 1.0777 | 1.6994 | 1.936 | 1.9394 | 1.8756 | 1.8784 | 1.7602 | 1.2209 | 0.53906 | 0.061616 | 0 | 0 | 0 | 0 | 0 | 0 | 14.4093
10 | 2 | 0 | 0 | 0 | 0 | 0 | 0 | 0.015822 | 0.40688 | 1.1244 | 1.2262 | 1.3304 | 1.3539 | 1.3393 | 1.3313 | 1.3015 | 1.2623 | 0.55401 | 0.056596 | 0 | 0 | 0 | 0 | 0 | 0 | 11.3025
11 | 1 | 0 | 0 | 0 | 0 | 0 | 0 | 7.5344e-05 | 0.097899 | 0.67934 | 1.2316 | 1.5347 | 1.6434 | 1.5869 | 1.3764 | 1.1298 | 0.72244 | 0.14474 | 8.1018e-05 | 0 | 0 | 0 | 0 | 0 | 0 | 10.1474
11 | 2 | 0 | 0 | 0 | 0 | 0 | 0 | 0 | 0.11618 | 0.73158 | 1.3134 | 1.4562 | 1.4671 | 1.4305 | 1.4556 | 1.2214 | 0.76146 | 0.16412 | 0 | 0 | 0 | 0 | 0 | 0 | 0 | 10.1175
12 | 1 | 0 | 0 | 0 | 0 | 0 | 0 | 0 | 0.0028941 | 0.39693 | 0.97628 | 1.3018 | 1.3944 | 1.3738 | 1.2445 | 1.0501 | 0.7464 | 0.10267 | 0 | 0 | 0 | 0 | 0 | 0 | 0 | 8.5898
12 | 2 | 0 | 0 | 0 | 0 | 0 | 0 | 0 | 0.004557 | 0.41188 | 0.98907 | 1.2987 | 1.3528 | 1.358 | 1.2922 | 1.1122 | 0.78882 | 0.11278 | 0 | 0 | 0 | 0 | 0 | 0 | 0 | 8.721
Primary Demand Class, per customer reduced load with solar, normalized based on average customer size
Month | Hour of Day → Day Type ↓ (weekday = 1, weekend = 2) | 0 | 1 | 2 | 3 | 4 | 5 | 6 | 7 | 8 | 9 | 10 | 11 | 12 | 13 | 14 | 15 | 16 | 17 | 18 | 19 | 20 | 21 | 22 | 23
1 | 1 | 0 | 0 | 0 | 0 | 0 | 0 | 0 | 0.026911 | 3.6797 | 9.5895 | 13.233 | 14.177 | 14.7853 | 13.8708 | 12.3335 | 9.9486 | 3.5175 | 0.091631 | 0 | 0 | 0 | 0 | 0 | 0 | 95.2534
1 | 2 | 0 | 0 | 0 | 0 | 0 | 0 | 0 | 0.018263 | 3.4886 | 8.9932 | 12.7756 | 13.7529 | 14.3602 | 14.0221 | 11.8913 | 9.6563 | 3.4721 | 0.085239 | 0 | 0 | 0 | 0 | 0 | 0 | 92.5159
2 | 1 | 0 | 0 | 0 | 0 | 0 | 0 | 0 | 0.88807 | 6.965 | 13.2816 | 17.8705 | 20.0235 | 20.8266 | 18.7964 | 16.5068 | 13.4743 | 8.8196 | 1.6701 | 0.0026736 | 0 | 0 | 0 | 0 | 0 | 139.125
2 | 2 | 0 | 0 | 0 | 0 | 0 | 0 | 0 | 0.68448 | 6.3228 | 12.7097 | 17.0182 | 19.0605 | 19.5784 | 18.1968 | 15.9593 | 13.394 | 8.7843 | 1.5734 | 0.002228 | 0 | 0 | 0 | 0 | 0 | 133.2843
3 | 1 | 0 | 0 | 0 | 0 | 0 | 0 | 0.23855 | 4.0598 | 10.9181 | 17.8194 | 22.7451 | 24.6207 | 25.3092 | 23.3425 | 20.8097 | 16.7708 | 11.7739 | 5.6333 | 0.36543 | 0 | 0 | 0 | 0 | 0 | 184.4066
3 | 2 | 0 | 0 | 0 | 0 | 0 | 3.7349e-05 | 0.28047 | 4.2691 | 11.2144 | 18.2241 | 23.1969 | 25.3529 | 25.2276 | 22.905 | 19.4004 | 15.2204 | 10.7417 | 5.1593 | 0.30827 | 0 | 0 | 0 | 0 | 0 | 181.5004
4 | 1 | 0 | 0 | 0 | 0 | 0 | 0.19234 | 2.5626 | 8.5748 | 16.1846 | 22.8357 | 27.151 | 28.437 | 28.9662 | 27.0075 | 23.9609 | 19.2089 | 13.9709 | 7.5942 | 2.0673 | 0.072348 | 0 | 0 | 0 | 0 | 228.7861
4 | 2 | 0 | 0 | 0 | 0 | 0 | 0.18864 | 2.4638 | 8.0106 | 14.9585 | 21.2587 | 25.5492 | 26.9606 | 27.4888 | 26.3209 | 23.0974 | 18.2638 | 13.3253 | 7.3108 | 2.1068 | 0.073789 | 0 | 0 | 0 | 0 | 217.3776
5 | 1 | 0 | 0 | 0 | 0 | 0.083752 | 1.5407 | 4.9082 | 11.3744 | 18.3761 | 23.9094 | 27.4348 | 28.2879 | 28.1601 | 26.921 | 23.8305 | 19.4866 | 14.6434 | 8.8184 | 3.8111 | 0.76819 | 0.0023249 | 0 | 0 | 0 | 242.357
5 | 2 | 0 | 0 | 0 | 0 | 0.074432 | 1.6109 | 5.0669 | 11.8879 | 19.4236 | 25.5638 | 29.5232 | 30.888 | 30.2625 | 27.9638 | 24.9689 | 20.4048 | 15.1869 | 8.8801 | 3.857 | 0.8157 | 0.002228 | 0 | 0 | 0 | 256.3805
6 | 1 | 0 | 0 | 0 | 0 | 0.2394 | 2.3148 | 5.6846 | 12.0947 | 19.2486 | 24.8669 | 28.4135 | 30.3001 | 30.0592 | 28.6528 | 25.2842 | 20.7927 | 16.1039 | 10.1413 | 4.8417 | 1.7135 | 0.078687 | 0 | 0 | 0 | 260.8307
6 | 2 | 0 | 0 | 0 | 0 | 0.21724 | 2.1448 | 5.3671 | 11.4747 | 18.0411 | 23.2818 | 27.1693 | 28.9058 | 28.8105 | 26.8729 | 23.7638 | 20.0117 | 15.3074 | 9.6551 | 4.5959 | 1.6229 | 0.061906 | 0 | 0 | 0 | 247.304
7 | 1 | 0 | 0 | 0 | 0 | 0.092579 | 1.859 | 5.101 | 11.7932 | 19.3816 | 25.863 | 30.2939 | 32.2906 | 31.9539 | 30.151 | 26.4473 | 21.9841 | 16.7412 | 10.4484 | 4.7699 | 1.4024 | 0.045901 | 0 | 0 | 0 | 270.6189
7 | 2 | 0 | 0 | 0 | 0 | 0.09317 | 1.9671 | 5.3119 | 12.2068 | 19.9584 | 26.5263 | 31.2602 | 33.5097 | 34.0769 | 32.4195 | 28.892 | 23.7418 | 17.5308 | 10.6872 | 4.8224 | 1.421 | 0.040394 | 0 | 0 | 0 | 284.4654
8 | 1 | 0 | 0 | 0 | 0 | 1.4615e-05 | 0.34109 | 3.3419 | 9.8374 | 17.5234 | 24.1791 | 29.0407 | 30.8498 | 30.7065 | 28.9991 | 25.2903 | 20.3448 | 14.6378 | 8.1096 | 2.6229 | 0.2428 | 0 | 0 | 0 | 0 | 246.0672
8 | 2 | 0 | 0 | 0 | 0 | 0 | 0.38622 | 3.4672 | 10.031 | 17.8477 | 24.4978 | 29.4431 | 31.3692 | 31.8651 | 30.3327 | 27.1398 | 22.369 | 16.412 | 9.1668 | 2.9806 | 0.30236 | 0 | 0 | 0 | 0 | 257.6106
9 | 1 | 0 | 0 | 0 | 0 | 0 | 0.0077741 | 1.2039 | 7.1278 | 14.5376 | 21.2584 | 25.8013 | 28.0332 | 28.5488 | 26.6991 | 23.2924 | 18.127 | 11.4637 | 4.3363 | 0.33756 | 0 | 0 | 0 | 0 | 0 | 210.7748
9 | 2 | 0 | 0 | 0 | 0 | 0 | 0.014812 | 1.3293 | 7.2235 | 14.9451 | 21.5712 | 25.8927 | 28.1167 | 28.2177 | 26.0774 | 22.4894 | 17.2861 | 10.7859 | 4.1888 | 0.39245 | 0 | 0 | 0 | 0 | 0 | 208.5311
10 | 1 | 0 | 0 | 0 | 0 | 0 | 0 | 0.16325 | 4.0485 | 10.7767 | 16.9942 | 21.1729 | 23.0083 | 23.1004 | 20.5316 | 17.6017 | 12.2091 | 5.3906 | 0.61616 | 0 | 0 | 0 | 0 | 0 | 0 | 155.6133
10 | 2 | 0 | 0 | 0 | 0 | 0 | 0 | 0.15822 | 4.0688 | 11.2439 | 17.5592 | 21.6404 | 23.7448 | 24.1446 | 21.4102 | 18.2023 | 12.6234 | 5.5401 | 0.56596 | 0 | 0 | 0 | 0 | 0 | 0 | 160.9019
11 | 1 | 0 | 0 | 0 | 0 | 0 | 0 | 0.00075344 | 0.97899 | 6.7934 | 12.3158 | 15.3472 | 16.4338 | 15.8693 | 13.7639 | 11.2983 | 7.2244 | 1.4474 | 0.00081018 | 0 | 0 | 0 | 0 | 0 | 0 | 101.4741
11 | 2 | 0 | 0 | 0 | 0 | 0 | 0 | 0 | 1.1618 | 7.3158 | 13.1343 | 16.5081 | 18.1296 | 17.3447 | 14.9123 | 12.2137 | 7.6146 | 1.6412 | 0 | 0 | 0 | 0 | 0 | 0 | 0 | 109.9762
12 | 1 | 0 | 0 | 0 | 0 | 0 | 0 | 0 | 0.028941 | 3.9693 | 9.7628 | 13.0177 | 13.9444 | 13.7378 | 12.4449 | 10.5013 | 7.464 | 1.0267 | 0 | 0 | 0 | 0 | 0 | 0 | 0 | 85.8977
12 | 2 | 0 | 0 | 0 | 0 | 0 | 0 | 0 | 0.04557 | 4.1188 | 9.8907 | 12.9866 | 13.5282 | 13.5801 | 12.9218 | 11.1222 | 7.8882 | 1.1278 | 0 | 0 | 0 | 0 | 0 | 0 | 0 | 87.2099

## Avoided Energy
Avoided Energy Benefit, $/kWh
Scenario ↓ | CO2 Price ↓ | Levelized $/kWh, 25 yrs | 2018 | 2019 | 2020 | 2021 | 2022 | 2023 | 2024 | 2025 | 2026 | 2027 | 2028 | 2029 | 2030 | 2031 | 2032 | 2033 | 2034 | 2035 | 2036 | 2037 | 2038 | 2039 | 2040 | 2041 | 2042
Low | On | 0.031993 | 0.017866 | 0.018019 | 0.019297 | 0.019557 | 0.020047 | 0.020416 | 0.021752 | 0.02291 | 0.024002 | 0.025518 | 0.027216 | 0.030033 | 0.031326 | 0.033241 | 0.034451 | 0.034909 | 0.035608 | 0.036981 | 0.038124 | 0.039547 | 0.040206 | 0.04134 | 0.042329 | 0.043465 | 0.045786
Med | On | 0.030843 | 0.017856 | 0.017989 | 0.019228 | 0.019445 | 0.01989 | 0.020212 | 0.021544 | 0.02267 | 0.023753 | 0.025248 | 0.026896 | 0.029766 | 0.031105 | 0.032994 | 0.03422 | 0.034702 | 0.035414 | 0.036821 | 0.037985 | 0.039425 | 0.040077 | 0.041209 | 0.0422 | 0.043348 | 0.045654
High | On | 0.030135 | 0.017846 | 0.017959 | 0.01916 | 0.019335 | 0.019737 | 0.020018 | 0.021346 | 0.022439 | 0.023514 | 0.024985 | 0.026573 | 0.029474 | 0.030868 | 0.032724 | 0.033965 | 0.034474 | 0.035196 | 0.036631 | 0.037816 | 0.039267 | 0.03991 | 0.04104 | 0.042025 | 0.043179 | 0.045466
Low | Off | 0.030399 | 0.017866 | 0.018019 | 0.019298 | 0.019557 | 0.020047 | 0.020416 | 0.021752 | 0.02291 | 0.024002 | 0.025517 | 0.027165 | 0.02905 | 0.029761 | 0.031557 | 0.032482 | 0.032707 | 0.033313 | 0.034531 | 0.035482 | 0.036669 | 0.037212 | 0.038057 | 0.039042 | 0.039819 | 0.041821
Med | Off | 0.029399 | 0.017856 | 0.017989 | 0.019228 | 0.019445 | 0.019889 | 0.020212 | 0.021544 | 0.02267 | 0.023753 | 0.025248 | 0.026905 | 0.028818 | 0.029528 | 0.031307 | 0.032239 | 0.032477 | 0.033109 | 0.034342 | 0.0353 | 0.036509 | 0.037057 | 0.037859 | 0.038877 | 0.039674 | 0.041639
High | Off | 0.028772 | 0.017846 | 0.017959 | 0.01916 | 0.019335 | 0.019737 | 0.020018 | 0.021346 | 0.022439 | 0.023514 | 0.024985 | 0.026649 | 0.028574 | 0.029291 | 0.031046 | 0.031982 | 0.032239 | 0.03289 | 0.034132 | 0.035099 | 0.036319 | 0.036871 | 0.037635 | 0.038668 | 0.039485 | 0.041415
Avoided Energy Benefit, nominal $
Scenario ↓ | CO2 Price ↓ | Discounted $ (2018) | 2018 | 2019 | 2020 | 2021 | 2022 | 2023 | 2024 | 2025 | 2026 | 2027 | 2028 | 2029 | 2030 | 2031 | 2032 | 2033 | 2034 | 2035 | 2036 | 2037 | 2038 | 2039 | 2040 | 2041 | 2042 | Source
Low | On | 54916262.3834 | 396190.5509 | 540344.6414 | 757550.3212 | 968088.066 | 1229078.4378 | 1524243.7501 | 1964760.0064 | 2488171.6083 | 3099477.9243 | 3877890.1037 | 4755654.027 | 5795404.4238 | 6571182.1415 | 7509541.1071 | 8298206.3025 | 8805496.6601 | 9326288.5833 | 9948877.0579 | 10490972.4244 | 11052832.9863 | 11400413.8463 | 11853769.8422 | 12277040.2871 | 12686170.2506 | 13464075.4151 | 2018 NEM NAV Carbon Low AR finrev Avoided Energy Cost Rate Calc 2-15-18
Med | On | 77345966.8447 | 458119 | 761662 | 1229126 | 1760058 | 2370914 | 2962584 | 3736509 | 4483672 | 5255321 | 6166278 | 7142204.2988 | 8373455.9111 | 9182379.5181 | 10160443.2092 | 10947150.6285 | 11414258.5024 | 11948559.6667 | 12691046.9132 | 13378289.2345 | 14130042.9068 | 14644005.7156 | 15355186.404 | 16046206.0787 | 16681134.5961 | 17794475.9285 | 2018 NEM NAV Carbon Medium AR finrev Avoided Energy Cost Rate Calc 2-15-18
High | On | 99412956.7136 | 519954.9407 | 982215.7303 | 1697422.1146 | 2543150.301 | 3495324.024 | 4373832.0672 | 5476119.6185 | 6439203.9393 | 7368423.2582 | 8407207.5797 | 9469620.7132 | 10895246.0749 | 11749683.9042 | 12761984.3667 | 13550225.4329 | 13982642.1221 | 14531819.0958 | 15396874.5063 | 16231702.3687 | 17172717.8888 | 17848933.8167 | 18816611.605 | 19770633.1237 | 20629360.9515 | 22072560.5457 | 2018 NEM NAV Carbon High AR finrev Avoided Energy Cost Rate Calc 2-15-18
Low | Off | 52180643.5389 | 396190 | 540345 | 757552 | 968085 | 1229075 | 1524243 | 1964762 | 2488173 | 3099477 | 3877888 | 4746739 | 5605807 | 6242936 | 7129173 | 7823905 | 8250007 | 8725065 | 9289707 | 9763973 | 10248305 | 10551497 | 10912511 | 11323698 | 11621851 | 12298358 | 2018 NEM No Carbon Low AR finrev Avoided Energy Cost Rate Calc 2-15-18
Med | Off | 73724357.2221 | 458118 | 761662 | 1229131 | 1760058 | 2370913 | 2962585 | 3736514 | 4483673 | 5255320 | 6166276 | 7144586 | 8106807 | 8716993 | 9641004 | 10313353 | 10682167 | 11170896 | 11836550 | 12432900 | 13084876 | 13540475 | 14106857 | 14782587 | 15267253 | 16229651 | 2018 NEM No Carbon Medium AR finrev Avoided Energy Cost Rate Calc 2-15-18
High | Off | 94916914.4611 | 519954 | 982216 | 1697431 | 2543150 | 3495323 | 4373833 | 5476122 | 6439207 | 7368422 | 8407206 | 9496882 | 10562346 | 11149471 | 12107730 | 12759193 | 13075961 | 13579873 | 14346292 | 15065629 | 15883461 | 16489876 | 17255566 | 18191421 | 18864283 | 20105776 | 2018 NEM No Carbon High AR finrev Avoided Energy Cost Rate Calc 2-15-18
Solar Energy Produced, kWh at meter
Scenario ↓ |  | Discounted kWh | 2018 | 2019 | 2020 | 2021 | 2022 | 2023 | 2024 | 2025 | 2026 | 2027 | 2028 | 2029 | 2030 | 2031 | 2032 | 2033 | 2034 | 2035 | 2036 | 2037 | 2038 | 2039 | 2040 | 2041 | 2042
Low |  | 1716528508.3399 | 22175419.6425 | 29988025.6933 | 39256435.4345 | 49500625.6708 | 61310493.7055 | 74660677.8876 | 90323669.9376 | 108604637.9187 | 129135587.3664 | 151969812.9211 | 174736587.3288 | 192970902.4699 | 209767885.8237 | 225914550.3628 | 240867217.1424 | 252240915.1558 | 261913681.374 | 269024020.2364 | 275177681.6774 | 279483878.4169 | 283553198.9652 | 286740337.1191 | 290037535.7462 | 291870010.7079 | 294068281.5348
Med |  | 2507706108.8462 | 25655754.0951 | 42339484.0192 | 63924528.8945 | 90515746.8745 | 119204294.4222 | 146577490.1921 | 173434331.8866 | 197782127.0425 | 221251317.1216 | 244228630.5816 | 265549639.3962 | 281311755.4411 | 295206462.7839 | 307952120.7478 | 319906929.9796 | 328918218.032 | 337398846.7322 | 344670966.4262 | 352203371.3016 | 358406003.7278 | 365393251.5229 | 372619396.1322 | 380242708.5465 | 384814962.0775 | 389768804.3439
High |  | 3298883709.3525 | 29136088.5476 | 54690942.3452 | 88592622.3545 | 131530868.0782 | 177098095.1389 | 218494302.4965 | 256544993.8355 | 286959616.1663 | 313367046.8768 | 336487448.242 | 356362691.4635 | 369652608.4123 | 380645039.7441 | 389989691.1329 | 398946642.8168 | 405595520.9082 | 412884012.0903 | 420317912.6161 | 429229060.9257 | 437328129.0387 | 447233304.0806 | 458498455.1452 | 470447881.3467 | 477759913.4471 | 485469327.1531

## Avoided Capacity
Avoided Capacity Benefit, $/kWh
Scenario ↓ | CO2 Price ↓ | Levelized $/kWh, 25 yrs | 2018 | 2019 | 2020 | 2021 | 2022 | 2023 | 2024 | 2025 | 2026 | 2027 | 2028 | 2029 | 2030 | 2031 | 2032 | 2033 | 2034 | 2035 | 2036 | 2037 | 2038 | 2039 | 2040 | 2041 | 2042
Low | N/A | 0.0047909 | 0.0015474 | 0.0015659 | 0.0015294 | 0.0017795 | 0.0020574 | 0.0023304 | 0.0025664 | 0.0027513 | 0.0029233 | 0.0030854 | 0.0033039 | 0.0036774 | 0.0041029 | 0.0045729 | 0.005019 | 0.0054108 | 0.0057778 | 0.0061792 | 0.006555 | 0.0069094 | 0.0072128 | 0.0074728 | 0.0076908 | 0.0079351 | 0.0081502
Med | N/A | 0.0047771 | 0.0013375 | 0.0011091 | 0.00093924 | 0.00097315 | 0.0012243 | 0.0016759 | 0.0021764 | 0.0027626 | 0.0033173 | 0.0037692 | 0.0041744 | 0.0045939 | 0.0049951 | 0.0053913 | 0.0057429 | 0.006049 | 0.006312 | 0.0065745 | 0.0068021 | 0.0070258 | 0.0072105 | 0.0073675 | 0.0075083 | 0.007718 | 0.0079239
High | N/A | 0.0047699 | 0.0011777 | 0.00085862 | 0.00067771 | 0.00066969 | 0.00093583 | 0.0014523 | 0.0020391 | 0.0027669 | 0.0034797 | 0.004078 | 0.0046013 | 0.0050723 | 0.0054867 | 0.0058654 | 0.00618 | 0.0064459 | 0.0066508 | 0.0068274 | 0.0069604 | 0.0071002 | 0.007209 | 0.0073017 | 0.0073959 | 0.0075854 | 0.0077867
Avoided Capacity Benefit, nominal $
Scenario ↓ | CO2 Price ↓ | Discounted $ (2018) | 2018 | 2019 | 2020 | 2021 | 2022 | 2023 | 2024 | 2025 | 2026 | 2027 | 2028 | 2029 | 2030 | 2031 | 2032 | 2033 | 2034 | 2035 | 2036 | 2037 | 2038 | 2039 | 2040 | 2041 | 2042
Low | N/A | 8223678.234 | 34313.8341 | 46958.4724 | 60040.3266 | 88085.3036 | 126139.6106 | 173991.3609 | 231803.2703 | 298807.0518 | 377498.4209 | 468891.5719 | 577312.4968 | 709625.5001 | 860650.7574 | 1033090.8467 | 1208909.8609 | 1364813.6465 | 1513284.9092 | 1662363.8078 | 1803800.291 | 1931068.8076 | 2045222.548 | 2142760.4279 | 2230615.1736 | 2316005.9126 | 2396721.7961
Med | N/A | 11979552.9242 | 34313.8341 | 46958.4724 | 60040.3266 | 88085.3036 | 145936.667 | 245654.8663 | 377464.6038 | 546391.9516 | 733959.7219 | 920550.8405 | 1108522.3536 | 1292313.5099 | 1474575.0381 | 1660266.3246 | 1837197.2496 | 1989616.6615 | 2129646.6972 | 2266026.9524 | 2395710.8827 | 2518083.5976 | 2634668.5113 | 2745283.8853 | 2854992.3796 | 2970011.8249 | 3088471.487
High | N/A | 15735427.6144 | 34313.8341 | 46958.4724 | 60040.3266 | 88085.3036 | 165733.7234 | 317318.3718 | 523125.9374 | 793976.8514 | 1090421.0229 | 1372210.1091 | 1639732.2103 | 1875001.5196 | 2088499.3188 | 2287441.8025 | 2465484.6382 | 2614419.6765 | 2746008.4853 | 2869690.097 | 2987621.4744 | 3105098.3876 | 3224114.4746 | 3347807.3427 | 3479369.5856 | 3624017.7371 | 3780221.178
Solar Energy Produced, kWh at meter
Scenario ↓ |  | Discounted kWh | 2018 | 2019 | 2020 | 2021 | 2022 | 2023 | 2024 | 2025 | 2026 | 2027 | 2028 | 2029 | 2030 | 2031 | 2032 | 2033 | 2034 | 2035 | 2036 | 2037 | 2038 | 2039 | 2040 | 2041 | 2042
Low |  | 1716528508.3399 | 22175419.6425 | 29988025.6933 | 39256435.4345 | 49500625.6708 | 61310493.7055 | 74660677.8876 | 90323669.9376 | 108604637.9187 | 129135587.3664 | 151969812.9211 | 174736587.3288 | 192970902.4699 | 209767885.8237 | 225914550.3628 | 240867217.1424 | 252240915.1558 | 261913681.374 | 269024020.2364 | 275177681.6774 | 279483878.4169 | 283553198.9652 | 286740337.1191 | 290037535.7462 | 291870010.7079 | 294068281.5348
Med |  | 2507706108.8462 | 25655754.0951 | 42339484.0192 | 63924528.8945 | 90515746.8745 | 119204294.4222 | 146577490.1921 | 173434331.8866 | 197782127.0425 | 221251317.1216 | 244228630.5816 | 265549639.3962 | 281311755.4411 | 295206462.7839 | 307952120.7478 | 319906929.9796 | 328918218.032 | 337398846.7322 | 344670966.4262 | 352203371.3016 | 358406003.7278 | 365393251.5229 | 372619396.1322 | 380242708.5465 | 384814962.0775 | 389768804.3439
High |  | 3298883709.3525 | 29136088.5476 | 54690942.3452 | 88592622.3545 | 131530868.0782 | 177098095.1389 | 218494302.4965 | 256544993.8355 | 286959616.1663 | 313367046.8768 | 336487448.242 | 356362691.4635 | 369652608.4123 | 380645039.7441 | 389989691.1329 | 398946642.8168 | 405595520.9082 | 412884012.0903 | 420317912.6161 | 429229060.9257 | 437328129.0387 | 447233304.0806 | 458498455.1452 | 470447881.3467 | 477759913.4471 | 485469327.1531
Total PV Peak Contribution by Scenario (Annual MW at Generator)
Scenario ↓ |  |  | 2018 | 2019 | 2020 | 2021 | 2022 | 2023 | 2024 | 2025 | 2026 | 2027 | 2028 | 2029 | 2030 | 2031 | 2032 | 2033 | 2034 | 2035 | 2036 | 2037 | 2038 | 2039 | 2040 | 2041 | 2042
Low |  |  | 0.29396 | 0.39439 | 0.49438 | 0.71108 | 0.99832 | 1.35 | 1.7633 | 2.2285 | 2.7601 | 3.3612 | 4.0572 | 4.8893 | 5.8136 | 6.8415 | 7.8489 | 8.6874 | 9.4436 | 10.1705 | 10.8194 | 11.3557 | 11.7911 | 12.1112 | 12.3606 | 12.5821 | 12.7653
Med |  |  | 0.29396 | 0.39439 | 0.49438 | 0.71108 | 1.155 | 1.9061 | 2.8714 | 4.0749 | 5.3665 | 6.5988 | 7.7904 | 8.904 | 9.9605 | 10.9949 | 11.9281 | 12.6644 | 13.2899 | 13.8637 | 14.3697 | 14.8076 | 15.1894 | 15.5168 | 15.8204 | 16.1351 | 16.4497
High |  |  | 0.29396 | 0.39439 | 0.49438 | 0.71108 | 1.3117 | 2.4621 | 3.9794 | 5.9214 | 7.9728 | 9.8364 | 11.5236 | 12.9187 | 14.1075 | 15.1484 | 16.0073 | 16.6414 | 17.1363 | 17.557 | 17.9201 | 18.2595 | 18.5877 | 18.9223 | 19.2803 | 19.6881 | 20.134

## Avoided T&D
Avoided T&D Benefit, $/kWh
Scenario ↓ | CO2 Price ↓ | Levelized $/kWh, 25 yrs | 2018 | 2019 | 2020 | 2021 | 2022 | 2023 | 2024 | 2025 | 2026 | 2027 | 2028 | 2029 | 2030 | 2031 | 2032 | 2033 | 2034 | 2035 | 2036 | 2037 | 2038 | 2039 | 2040 | 2041 | 2042
Low | N/A | 0.0033851 | 0 | 0 | 0 | 0 | 0 | 0 | 0 | 0 | 0 | 0.0096256 | 0 | 0 | 0 | 0 | 0.0062275 | 0.012478 | 0.012143 | 0.006769 | 0.0067499 | 0.0067789 | 0.00040089 | 0 | 0 | 0.0014466 | 0.0081593
Med | N/A | 0.0026922 | 0 | 0 | 0 | 0 | 0 | 0 | 0 | 0 | 0 | 0.0059894 | 0 | 0 | 0 | 0 | 0.0046889 | 0.0095688 | 0.0094259 | 0.0052833 | 0.0052738 | 0.0052861 | 0.0052888 | 0.0052899 | 0 | 0.0010972 | 0.0061559
High | N/A | 0.0021833 | 0 | 0 | 0 | 0 | 0 | 0 | 0 | 0 | 0 | 0.0043472 | 0 | 0 | 0 | 0 | 0.0037599 | 0.0077598 | 0.0077026 | 0.0043325 | 0.0043274 | 0.0043322 | 0.004321 | 0.0042991 | 0.0042737 | 0.00088374 | 0.0049424
Avoided T&D Benefit, nominal $
Scenario ↓ | CO2 Price ↓ | Discounted $ (2018) | 2018 | 2019 | 2020 | 2021 | 2022 | 2023 | 2024 | 2025 | 2026 | 2027 | 2028 | 2029 | 2030 | 2031 | 2032 | 2033 | 2034 | 2035 | 2036 | 2037 | 2038 | 2039 | 2040 | 2041 | 2042
Low | N/A | 5810688.4752 | 0 | 0 | 0 | 0 | 0 | 0 | 0 | 0 | 0 | 1462793.304 | 0 | 0 | 0 | 0 | 1500000 | 3147342.8461 | 3180289.703 | 1821013.9657 | 1857434.245 | 1894582.9299 | 113674.9758 | 0 | 0 | 422214.778 | 2399386.2669
Med | N/A | 6751330.9794 | 0 | 0 | 0 | 0 | 0 | 0 | 0 | 0 | 0 | 1462793.304 | 0 | 0 | 0 | 0 | 1500000 | 3147342.8461 | 3180289.703 | 1821013.9657 | 1857434.245 | 1894582.9299 | 1932474.5885 | 1971124.0802 | 0 | 422214.778 | 2399386.2669
High | N/A | 7202347.6305 | 0 | 0 | 0 | 0 | 0 | 0 | 0 | 0 | 0 | 1462793.304 | 0 | 0 | 0 | 0 | 1500000 | 3147342.8461 | 3180289.703 | 1821013.9657 | 1857434.245 | 1894582.9299 | 1932474.5885 | 1971124.0802 | 2010546.5618 | 422214.778 | 2399386.2669
Solar Energy Produced, kWh at meter
Scenario ↓ |  | Discounted kWh | 2018 | 2019 | 2020 | 2021 | 2022 | 2023 | 2024 | 2025 | 2026 | 2027 | 2028 | 2029 | 2030 | 2031 | 2032 | 2033 | 2034 | 2035 | 2036 | 2037 | 2038 | 2039 | 2040 | 2041 | 2042
Low |  | 1716528508.3399 | 22175419.6425 | 29988025.6933 | 39256435.4345 | 49500625.6708 | 61310493.7055 | 74660677.8876 | 90323669.9376 | 108604637.9187 | 129135587.3664 | 151969812.9211 | 174736587.3288 | 192970902.4699 | 209767885.8237 | 225914550.3628 | 240867217.1424 | 252240915.1558 | 261913681.374 | 269024020.2364 | 275177681.6774 | 279483878.4169 | 283553198.9652 | 286740337.1191 | 290037535.7462 | 291870010.7079 | 294068281.5348
Med |  | 2507706108.8462 | 25655754.0951 | 42339484.0192 | 63924528.8945 | 90515746.8745 | 119204294.4222 | 146577490.1921 | 173434331.8866 | 197782127.0425 | 221251317.1216 | 244228630.5816 | 265549639.3962 | 281311755.4411 | 295206462.7839 | 307952120.7478 | 319906929.9796 | 328918218.032 | 337398846.7322 | 344670966.4262 | 352203371.3016 | 358406003.7278 | 365393251.5229 | 372619396.1322 | 380242708.5465 | 384814962.0775 | 389768804.3439
High |  | 3298883709.3525 | 29136088.5476 | 54690942.3452 | 88592622.3545 | 131530868.0782 | 177098095.1389 | 218494302.4965 | 256544993.8355 | 286959616.1663 | 313367046.8768 | 336487448.242 | 356362691.4635 | 369652608.4123 | 380645039.7441 | 389989691.1329 | 398946642.8168 | 405595520.9082 | 412884012.0903 | 420317912.6161 | 429229060.9257 | 437328129.0387 | 447233304.0806 | 458498455.1452 | 470447881.3467 | 477759913.4471 | 485469327.1531
Avoided Dist Benefit, nominal $
Scenario ↓ | CO2 Price ↓ | Discounted $ (2018) | 2018 | 2019 | 2020 | 2021 | 2022 | 2023 | 2024 | 2025 | 2026 | 2027 | 2028 | 2029 | 2030 | 2031 | 2032 | 2033 | 2034 | 2035 | 2036 | 2037 | 2038 | 2039 | 2040 | 2041 | 2042
Low | N/A | 4184025.5539 | 0 | 0 | 0 | 0 | 0 | 0 | 0 | 0 | 0 | 1462793.304 | 0 | 0 | 0 | 0 | 0 | 1647342.8461 | 1680289.703 | 1821013.9657 | 1857434.245 | 1894582.9299 | 113674.9758 | 0 | 0 | 422214.778 | 2399386.2669
Med | N/A | 5124668.0581 | 0 | 0 | 0 | 0 | 0 | 0 | 0 | 0 | 0 | 1462793.304 | 0 | 0 | 0 | 0 | 0 | 1647342.8461 | 1680289.703 | 1821013.9657 | 1857434.245 | 1894582.9299 | 1932474.5885 | 1971124.0802 | 0 | 422214.778 | 2399386.2669
High | N/A | 5575684.7092 | 0 | 0 | 0 | 0 | 0 | 0 | 0 | 0 | 0 | 1462793.304 | 0 | 0 | 0 | 0 | 0 | 1647342.8461 | 1680289.703 | 1821013.9657 | 1857434.245 | 1894582.9299 | 1932474.5885 | 1971124.0802 | 2010546.5618 | 422214.778 | 2399386.2669
Avoided Trans Benefit, nominal $
Scenario ↓ | CO2 Price ↓ | Discounted $ (2018) | 2018 | 2019 | 2020 | 2021 | 2022 | 2023 | 2024 | 2025 | 2026 | 2027 | 2028 | 2029 | 2030 | 2031 | 2032 | 2033 | 2034 | 2035 | 2036 | 2037 | 2038 | 2039 | 2040 | 2041 | 2042
Low | N/A | 1626662.9213 | 0 | 0 | 0 | 0 | 0 | 0 | 0 | 0 | 0 | 0 | 0 | 0 | 0 | 0 | 1500000 | 1500000 | 1500000 | 0 | 0 | 0 | 0 | 0 | 0 | 0 | 0
Med | N/A | 1626662.9213 | 0 | 0 | 0 | 0 | 0 | 0 | 0 | 0 | 0 | 0 | 0 | 0 | 0 | 0 | 1500000 | 1500000 | 1500000 | 0 | 0 | 0 | 0 | 0 | 0 | 0 | 0
High | N/A | 1626662.9213 | 0 | 0 | 0 | 0 | 0 | 0 | 0 | 0 | 0 | 0 | 0 | 0 | 0 | 0 | 1500000 | 1500000 | 1500000 | 0 | 0 | 0 | 0 | 0 | 0 | 0 | 0
[17 empty] | Est. Trans Inv | 10000000 | Assumed
Avoided D Benefit, $/kWh
Scenario ↓ | CO2 Price ↓ | Levelized $/kWh, 25 yrs | 2018 | 2019 | 2020 | 2021 | 2022 | 2023 | 2024 | 2025 | 2026 | 2027 | 2028 | 2029 | 2030 | 2031 | 2032 | 2033 | 2034 | 2035 | 2036 | 2037 | 2038 | 2039 | 2040 | 2041 | 2042
Low | N/A | 0.0024375 | 0 | 0 | 0 | 0 | 0 | 0 | 0 | 0 | 0 | 0.0096256 | 0 | 0 | 0 | 0 | 0 | 0.0065308 | 0.0064154 | 0.006769 | 0.0067499 | 0.0067789 | 0.00040089 | 0 | 0 | 0.0014466 | 0.0081593
Med | N/A | 0.0020436 | 0 | 0 | 0 | 0 | 0 | 0 | 0 | 0 | 0 | 0.0059894 | 0 | 0 | 0 | 0 | 0 | 0.0050084 | 0.0049801 | 0.0052833 | 0.0052738 | 0.0052861 | 0.0052888 | 0.0052899 | 0 | 0.0010972 | 0.0061559
High | N/A | 0.0016902 | 0 | 0 | 0 | 0 | 0 | 0 | 0 | 0 | 0 | 0.0043472 | 0 | 0 | 0 | 0 | 0 | 0.0040615 | 0.0040696 | 0.0043325 | 0.0043274 | 0.0043322 | 0.004321 | 0.0042991 | 0.0042737 | 0.00088374 | 0.0049424
Avoided T Benefit, $/kWh
Scenario ↓ | CO2 Price ↓ | Levelized $/kWh, 25 yrs | 2018 | 2019 | 2020 | 2021 | 2022 | 2023 | 2024 | 2025 | 2026 | 2027 | 2028 | 2029 | 2030 | 2031 | 2032 | 2033 | 2034 | 2035 | 2036 | 2037 | 2038 | 2039 | 2040 | 2041 | 2042
Low | N/A | 0.00094765 | 0 | 0 | 0 | 0 | 0 | 0 | 0 | 0 | 0 | 0 | 0 | 0 | 0 | 0 | 0.0062275 | 0.0059467 | 0.0057271 | 0 | 0 | 0 | 0 | 0 | 0 | 0 | 0
Med | N/A | 0.00064867 | 0 | 0 | 0 | 0 | 0 | 0 | 0 | 0 | 0 | 0 | 0 | 0 | 0 | 0 | 0.0046889 | 0.0045604 | 0.0044458 | 0 | 0 | 0 | 0 | 0 | 0 | 0 | 0
High | N/A | 0.00049309 | 0 | 0 | 0 | 0 | 0 | 0 | 0 | 0 | 0 | 0 | 0 | 0 | 0 | 0 | 0.0037599 | 0.0036983 | 0.003633 | 0 | 0 | 0 | 0 | 0 | 0 | 0 | 0
Note on S31: Tim Stanton: Beyond 10 years, Navigant estimated, at a high level, that a mid-level transmission investment (e.g. $10 million) could potentially be deferred for up to 3 years for each scenario based on the amount of firm NEM solar. We assume the deferral would occur in year 15 (i.e., 2032).

## Avoided Losses
Avoided Losses Benefit, $/kWh
Scenario ↓ | CO2 Price ↓ | Levelized $/kWh, 25 yrs | 2018 | 2019 | 2020 | 2021 | 2022 | 2023 | 2024 | 2025 | 2026 | 2027 | 2028 | 2029 | 2030 | 2031 | 2032 | 2033 | 2034 | 2035 | 2036 | 2037 | 2038 | 2039 | 2040 | 2041 | 2042
Low | On | 0.002585 | 0.0014436 | 0.0014559 | 0.0015592 | 0.0015802 | 0.0016198 | 0.0016496 | 0.0017576 | 0.0018512 | 0.0019393 | 0.0020618 | 0.0021991 | 0.0024266 | 0.0025311 | 0.0026858 | 0.0027837 | 0.0028207 | 0.0028771 | 0.0029881 | 0.0030804 | 0.0031954 | 0.0032486 | 0.0033403 | 0.0034202 | 0.003512 | 0.0036995
Med | On | 0.0024921 | 0.0014428 | 0.0014535 | 0.0015536 | 0.0015711 | 0.0016071 | 0.0016331 | 0.0017408 | 0.0018317 | 0.0019192 | 0.00204 | 0.0021732 | 0.0024051 | 0.0025133 | 0.0026659 | 0.002765 | 0.002804 | 0.0028614 | 0.0029751 | 0.0030692 | 0.0031855 | 0.0032383 | 0.0033297 | 0.0034098 | 0.0035026 | 0.0036888
High | On | 0.0024349 | 0.0014419 | 0.0014511 | 0.0015481 | 0.0015623 | 0.0015947 | 0.0016175 | 0.0017247 | 0.0018131 | 0.0018999 | 0.0020188 | 0.0021471 | 0.0023815 | 0.0024941 | 0.0026441 | 0.0027444 | 0.0027855 | 0.0028438 | 0.0029598 | 0.0030555 | 0.0031728 | 0.0032247 | 0.003316 | 0.0033956 | 0.0034889 | 0.0036737
Low | Off | 0.0024562 | 0.0014436 | 0.0014559 | 0.0015592 | 0.0015802 | 0.0016198 | 0.0016496 | 0.0017576 | 0.0018512 | 0.0019393 | 0.0020618 | 0.0021949 | 0.0023472 | 0.0024047 | 0.0025498 | 0.0026246 | 0.0026427 | 0.0026917 | 0.0027901 | 0.002867 | 0.0029628 | 0.0030067 | 0.003075 | 0.0031546 | 0.0032173 | 0.0033792
Med | Off | 0.0023754 | 0.0014428 | 0.0014535 | 0.0015536 | 0.0015711 | 0.0016071 | 0.0016331 | 0.0017408 | 0.0018317 | 0.0019192 | 0.00204 | 0.0021739 | 0.0023285 | 0.0023859 | 0.0025296 | 0.0026049 | 0.0026241 | 0.0026752 | 0.0027748 | 0.0028523 | 0.0029499 | 0.0029942 | 0.003059 | 0.0031412 | 0.0032057 | 0.0033644
High | Off | 0.0023248 | 0.0014419 | 0.0014511 | 0.0015481 | 0.0015623 | 0.0015947 | 0.0016175 | 0.0017247 | 0.0018131 | 0.0018999 | 0.0020188 | 0.0021533 | 0.0023088 | 0.0023667 | 0.0025085 | 0.0025842 | 0.0026049 | 0.0026575 | 0.0027579 | 0.002836 | 0.0029346 | 0.0029792 | 0.0030409 | 0.0031244 | 0.0031904 | 0.0033463
Avoided Losses Benefit, nominal $
Scenario ↓ | CO2 Price ↓ | Discounted $ (2018) | 2018 | 2019 | 2020 | 2021 | 2022 | 2023 | 2024 | 2025 | 2026 | 2027 | 2028 | 2029 | 2030 | 2031 | 2032 | 2033 | 2034 | 2035 | 2036 | 2037 | 2038 | 2039 | 2040 | 2041 | 2042
Low | On | 4437234.0006 | 32012.1965 | 43659.847 | 61210.066 | 78221.5157 | 99309.5378 | 123158.895 | 158752.6085 | 201044.2659 | 250437.8163 | 313333.5204 | 384256.8454 | 468268.6774 | 530951.517 | 606770.9215 | 670495.0692 | 711484.1301 | 753564.1175 | 803869.2663 | 847670.5719 | 893068.9053 | 921153.4388 | 957784.6032 | 991984.8552 | 1025042.5562 | 1087897.2935
Med | On | 6249554.1211 | 37016.0152 | 61542.2896 | 99313.3808 | 142212.6864 | 191569.8512 | 239376.7872 | 301909.9272 | 362280.6976 | 424629.9368 | 498235.2624 | 577090.1073 | 676575.2376 | 741936.2651 | 820963.8113 | 884529.7708 | 922272.087 | 965443.6211 | 1025436.5906 | 1080965.7701 | 1141707.4669 | 1183235.6618 | 1240699.0614 | 1296533.4512 | 1347835.6754 | 1437793.655
High | On | 8032566.9025 | 42012.3592 | 79363.031 | 137151.7069 | 205486.5443 | 282422.1811 | 353405.631 | 442470.4652 | 520287.6783 | 595368.5993 | 679302.3724 | 765145.3536 | 880335.8829 | 949374.4595 | 1031168.3368 | 1094858.215 | 1129797.4835 | 1174170.9829 | 1244067.4601 | 1311521.5514 | 1387555.6054 | 1442193.8524 | 1520382.2177 | 1597467.1564 | 1666852.3649 | 1783462.8921
Low | Off | 4216195.9979 | 32012.152 | 43659.876 | 61210.2016 | 78221.268 | 99309.26 | 123158.8344 | 158752.7696 | 201044.3784 | 250437.7416 | 313333.3504 | 383536.5112 | 452949.2056 | 504429.2288 | 576037.1784 | 632171.524 | 666600.5656 | 704985.252 | 750608.3256 | 788929.0184 | 828063.044 | 852560.9576 | 881730.8888 | 914954.7984 | 939045.5608 | 993707.3264
Med | Off | 5956928.0635 | 37015.9344 | 61542.2896 | 99313.7848 | 142212.6864 | 191569.7704 | 239376.868 | 301910.3312 | 362280.7784 | 424629.856 | 498235.1008 | 577282.5488 | 655030.0056 | 704333.0344 | 778993.1232 | 833318.9224 | 863119.0936 | 902608.3968 | 956393.24 | 1004578.32 | 1057257.9808 | 1094070.38 | 1139834.0456 | 1194433.0296 | 1233594.0424 | 1311355.8008
High | Off | 7669286.6885 | 42012.2832 | 79363.0528 | 137152.4248 | 205486.52 | 282422.0984 | 353405.7064 | 442470.6576 | 520287.9256 | 595368.4976 | 679302.2448 | 767348.0656 | 853437.5568 | 900877.2568 | 978304.584 | 1030942.7944 | 1056537.6488 | 1097253.7384 | 1159180.3936 | 1217302.8232 | 1283383.6488 | 1332381.9808 | 1394249.7328 | 1469866.8168 | 1524234.0664 | 1624546.7008
Solar Energy Produced, kWh at meter
Scenario ↓ |  | Discounted kWh | 2018 | 2019 | 2020 | 2021 | 2022 | 2023 | 2024 | 2025 | 2026 | 2027 | 2028 | 2029 | 2030 | 2031 | 2032 | 2033 | 2034 | 2035 | 2036 | 2037 | 2038 | 2039 | 2040 | 2041 | 2042
Low |  | 1716528508.3399 | 22175419.6425 | 29988025.6933 | 39256435.4345 | 49500625.6708 | 61310493.7055 | 74660677.8876 | 90323669.9376 | 108604637.9187 | 129135587.3664 | 151969812.9211 | 174736587.3288 | 192970902.4699 | 209767885.8237 | 225914550.3628 | 240867217.1424 | 252240915.1558 | 261913681.374 | 269024020.2364 | 275177681.6774 | 279483878.4169 | 283553198.9652 | 286740337.1191 | 290037535.7462 | 291870010.7079 | 294068281.5348
Med |  | 2507706108.8462 | 25655754.0951 | 42339484.0192 | 63924528.8945 | 90515746.8745 | 119204294.4222 | 146577490.1921 | 173434331.8866 | 197782127.0425 | 221251317.1216 | 244228630.5816 | 265549639.3962 | 281311755.4411 | 295206462.7839 | 307952120.7478 | 319906929.9796 | 328918218.032 | 337398846.7322 | 344670966.4262 | 352203371.3016 | 358406003.7278 | 365393251.5229 | 372619396.1322 | 380242708.5465 | 384814962.0775 | 389768804.3439
High |  | 3298883709.3525 | 29136088.5476 | 54690942.3452 | 88592622.3545 | 131530868.0782 | 177098095.1389 | 218494302.4965 | 256544993.8355 | 286959616.1663 | 313367046.8768 | 336487448.242 | 356362691.4635 | 369652608.4123 | 380645039.7441 | 389989691.1329 | 398946642.8168 | 405595520.9082 | 412884012.0903 | 420317912.6161 | 429229060.9257 | 437328129.0387 | 447233304.0806 | 458498455.1452 | 470447881.3467 | 477759913.4471 | 485469327.1531

## Avoided RPS
Avoided RPS Benefit, $/kWh
Scenario ↓ | CO2 Price ↓ | Levelized $/kWh, 25 yrs | 2018 | 2019 | 2020 | 2021 | 2022 | 2023 | 2024 | 2025 | 2026 | 2027 | 2028 | 2029 | 2030 | 2031 | 2032 | 2033 | 2034 | 2035 | 2036 | 2037 | 2038 | 2039 | 2040 | 2041 | 2042
Low | N/A | 0 | 0 | 0 | 0 | 0 | 0 | 0 | 0 | 0 | 0 | 0 | 0 | 0 | 0 | 0 | 0 | 0 | 0 | 0 | 0 | 0 | 0 | 0 | 0 | 0 | 0
Med | N/A | 0 | 0 | 0 | 0 | 0 | 0 | 0 | 0 | 0 | 0 | 0 | 0 | 0 | 0 | 0 | 0 | 0 | 0 | 0 | 0 | 0 | 0 | 0 | 0 | 0 | 0
High | N/A | 0 | 0 | 0 | 0 | 0 | 0 | 0 | 0 | 0 | 0 | 0 | 0 | 0 | 0 | 0 | 0 | 0 | 0 | 0 | 0 | 0 | 0 | 0 | 0 | 0 | 0
Avoided RPS Benefit, nominal $
Scenario ↓ | CO2 Price ↓ | Discounted $ (2018) | 2018 | 2019 | 2020 | 2021 | 2022 | 2023 | 2024 | 2025 | 2026 | 2027 | 2028 | 2029 | 2030 | 2031 | 2032 | 2033 | 2034 | 2035 | 2036 | 2037 | 2038 | 2039 | 2040 | 2041 | 2042
Low | N/A | 0 | 0 | 0 | 0 | 0 | 0 | 0 | 0 | 0 | 0 | 0 | 0 | 0 | 0 | 0 | 0 | 0 | 0 | 0 | 0 | 0 | 0 | 0 | 0 | 0 | 0
Med | N/A | 0 | 0 | 0 | 0 | 0 | 0 | 0 | 0 | 0 | 0 | 0 | 0 | 0 | 0 | 0 | 0 | 0 | 0 | 0 | 0 | 0 | 0 | 0 | 0 | 0 | 0
High | N/A | 0 | 0 | 0 | 0 | 0 | 0 | 0 | 0 | 0 | 0 | 0 | 0 | 0 | 0 | 0 | 0 | 0 | 0 | 0 | 0 | 0 | 0 | 0 | 0 | 0 | 0
Solar Energy Produced, kWh at meter
Scenario ↓ |  | Discounted kWh | 2018 | 2019 | 2020 | 2021 | 2022 | 2023 | 2024 | 2025 | 2026 | 2027 | 2028 | 2029 | 2030 | 2031 | 2032 | 2033 | 2034 | 2035 | 2036 | 2037 | 2038 | 2039 | 2040 | 2041 | 2042
Low |  | 1716528508.3399 | 22175419.6425 | 29988025.6933 | 39256435.4345 | 49500625.6708 | 61310493.7055 | 74660677.8876 | 90323669.9376 | 108604637.9187 | 129135587.3664 | 151969812.9211 | 174736587.3288 | 192970902.4699 | 209767885.8237 | 225914550.3628 | 240867217.1424 | 252240915.1558 | 261913681.374 | 269024020.2364 | 275177681.6774 | 279483878.4169 | 283553198.9652 | 286740337.1191 | 290037535.7462 | 291870010.7079 | 294068281.5348
Med |  | 2507706108.8462 | 25655754.0951 | 42339484.0192 | 63924528.8945 | 90515746.8745 | 119204294.4222 | 146577490.1921 | 173434331.8866 | 197782127.0425 | 221251317.1216 | 244228630.5816 | 265549639.3962 | 281311755.4411 | 295206462.7839 | 307952120.7478 | 319906929.9796 | 328918218.032 | 337398846.7322 | 344670966.4262 | 352203371.3016 | 358406003.7278 | 365393251.5229 | 372619396.1322 | 380242708.5465 | 384814962.0775 | 389768804.3439
High |  | 3298883709.3525 | 29136088.5476 | 54690942.3452 | 88592622.3545 | 131530868.0782 | 177098095.1389 | 218494302.4965 | 256544993.8355 | 286959616.1663 | 313367046.8768 | 336487448.242 | 356362691.4635 | 369652608.4123 | 380645039.7441 | 389989691.1329 | 398946642.8168 | 405595520.9082 | 412884012.0903 | 420317912.6161 | 429229060.9257 | 437328129.0387 | 447233304.0806 | 458498455.1452 | 470447881.3467 | 477759913.4471 | 485469327.1531

## Avoided Environ
Avoided Environmental Benefit, $/kWh
Scenario ↓ | CO2 Price ↓ | Levelized $/kWh, 25 yrs | 2018 | 2019 | 2020 | 2021 | 2022 | 2023 | 2024 | 2025 | 2026 | 2027 | 2028 | 2029 | 2030 | 2031 | 2032 | 2033 | 2034 | 2035 | 2036 | 2037 | 2038 | 2039 | 2040 | 2041 | 2042
Low | On | 0.0055675 | 0 | 0 | 0 | 0 | 0 | 0 | 0 | 0 | 0 | 0 | 0.0031659 | 0.0032958 | 0.0046987 | 0.0053536 | 0.006116 | 0.007068 | 0.0077552 | 0.0082819 | 0.0087984 | 0.010054 | 0.010622 | 0.011205 | 0.011812 | 0.013333 | 0.014313
Med | On | 0.0050309 | 0 | 0 | 0 | 0 | 0 | 0 | 0 | 0 | 0 | 0 | 0.0031659 | 0.0032958 | 0.0046987 | 0.0053536 | 0.006116 | 0.007068 | 0.0077552 | 0.0082819 | 0.0087984 | 0.010054 | 0.010622 | 0.011205 | 0.011812 | 0.013333 | 0.014313
High | On | 0.0047516 | 0 | 0 | 0 | 0 | 0 | 0 | 0 | 0 | 0 | 0 | 0.0031659 | 0.0032958 | 0.0046987 | 0.0053536 | 0.006116 | 0.007068 | 0.0077552 | 0.0082819 | 0.0087984 | 0.010054 | 0.010622 | 0.011205 | 0.011812 | 0.013333 | 0.014313
Low | Off | 0 | 0 | 0 | 0 | 0 | 0 | 0 | 0 | 0 | 0 | 0 | 0 | 0 | 0 | 0 | 0 | 0 | 0 | 0 | 0 | 0 | 0 | 0 | 0 | 0 | 0
Med | Off | 0 | 0 | 0 | 0 | 0 | 0 | 0 | 0 | 0 | 0 | 0 | 0 | 0 | 0 | 0 | 0 | 0 | 0 | 0 | 0 | 0 | 0 | 0 | 0 | 0 | 0
High | Off | 0 | 0 | 0 | 0 | 0 | 0 | 0 | 0 | 0 | 0 | 0 | 0 | 0 | 0 | 0 | 0 | 0 | 0 | 0 | 0 | 0 | 0 | 0 | 0 | 0 | 0
Avoided Environmental Benefit, nominal $
Scenario ↓ | CO2 Price ↓ | Discounted $ (2018) | 2018 | 2019 | 2020 | 2021 | 2022 | 2023 | 2024 | 2025 | 2026 | 2027 | 2028 | 2029 | 2030 | 2031 | 2032 | 2033 | 2034 | 2035 | 2036 | 2037 | 2038 | 2039 | 2040 | 2041 | 2042
Low | On | 9556717.7897 | 0 | 0 | 0 | 0 | 0 | 0 | 0 | 0 | 0 | 0 | 553203.2324 | 635994.0528 | 985629.1707 | 1209460.7711 | 1473151.119 | 1782844.5649 | 2031202.1396 | 2228040.6561 | 2421116.7699 | 2809912.3012 | 3012040.3407 | 3212998.7842 | 3425840.267 | 3891384.9219 | 4209102.8077
Med | On | 12615903.324 | 0 | 0 | 0 | 0 | 0 | 0 | 0 | 0 | 0 | 0 | 840710.7012 | 927148.0889 | 1387076.4819 | 1648658.7908 | 1956560.3715 | 2324801.4976 | 2616607.3333 | 2854544.0868 | 3098817.7655 | 3603390.0932 | 3881385.2844 | 4175295.596 | 4491317.9213 | 5130582.4039 | 5578898.0715
High | On | 15675088.8584 | 0 | 0 | 0 | 0 | 0 | 0 | 0 | 0 | 0 | 0 | 1128218.1701 | 1218302.125 | 1788523.7932 | 2087856.8104 | 2439969.6241 | 2866758.4303 | 3202012.527 | 3481047.5175 | 3776518.7612 | 4396867.8853 | 4750730.2281 | 5137592.4077 | 5556795.5757 | 6369779.8858 | 6948693.3352
Low | Off | 0 | 0 | 0 | 0 | 0 | 0 | 0 | 0 | 0 | 0 | 0 | 0 | 0 | 0 | 0 | 0 | 0 | 0 | 0 | 0 | 0 | 0 | 0 | 0 | 0 | 0
Med | Off | 0 | 0 | 0 | 0 | 0 | 0 | 0 | 0 | 0 | 0 | 0 | 0 | 0 | 0 | 0 | 0 | 0 | 0 | 0 | 0 | 0 | 0 | 0 | 0 | 0 | 0
High | Off | 0 | 0 | 0 | 0 | 0 | 0 | 0 | 0 | 0 | 0 | 0 | 0 | 0 | 0 | 0 | 0 | 0 | 0 | 0 | 0 | 0 | 0 | 0 | 0 | 0 | 0
Solar Energy Produced, kWh at meter
Scenario ↓ |  | Discounted kWh | 2018 | 2019 | 2020 | 2021 | 2022 | 2023 | 2024 | 2025 | 2026 | 2027 | 2028 | 2029 | 2030 | 2031 | 2032 | 2033 | 2034 | 2035 | 2036 | 2037 | 2038 | 2039 | 2040 | 2041 | 2042
Low |  | 1716528508.3399 | 22175419.6425 | 29988025.6933 | 39256435.4345 | 49500625.6708 | 61310493.7055 | 74660677.8876 | 90323669.9376 | 108604637.9187 | 129135587.3664 | 151969812.9211 | 174736587.3288 | 192970902.4699 | 209767885.8237 | 225914550.3628 | 240867217.1424 | 252240915.1558 | 261913681.374 | 269024020.2364 | 275177681.6774 | 279483878.4169 | 283553198.9652 | 286740337.1191 | 290037535.7462 | 291870010.7079 | 294068281.5348
Med |  | 2507706108.8462 | 25655754.0951 | 42339484.0192 | 63924528.8945 | 90515746.8745 | 119204294.4222 | 146577490.1921 | 173434331.8866 | 197782127.0425 | 221251317.1216 | 244228630.5816 | 265549639.3962 | 281311755.4411 | 295206462.7839 | 307952120.7478 | 319906929.9796 | 328918218.032 | 337398846.7322 | 344670966.4262 | 352203371.3016 | 358406003.7278 | 365393251.5229 | 372619396.1322 | 380242708.5465 | 384814962.0775 | 389768804.3439
High |  | 3298883709.3525 | 29136088.5476 | 54690942.3452 | 88592622.3545 | 131530868.0782 | 177098095.1389 | 218494302.4965 | 256544993.8355 | 286959616.1663 | 313367046.8768 | 336487448.242 | 356362691.4635 | 369652608.4123 | 380645039.7441 | 389989691.1329 | 398946642.8168 | 405595520.9082 | 412884012.0903 | 420317912.6161 | 429229060.9257 | 437328129.0387 | 447233304.0806 | 458498455.1452 | 470447881.3467 | 477759913.4471 | 485469327.1531
Solar Energy Produced, MWh at generator
Scenario ↓ |  |  | 2018 | 2019 | 2020 | 2021 | 2022 | 2023 | 2024 | 2025 | 2026 | 2027 | 2028 | 2029 | 2030 | 2031 | 2032 | 2033 | 2034 | 2035 | 2036 | 2037 | 2038 | 2039 | 2040 | 2041 | 2042
Low |  |  | 24124.695 | 32624.0488 | 42707.1752 | 53851.8556 | 66699.8408 | 81223.5399 | 98263.3485 | 118151.2597 | 140486.9314 | 165328.343 | 190096.3744 | 209933.5318 | 228207.0124 | 245773.0095 | 262040.0535 | 274413.5282 | 284936.555 | 292671.9106 | 299366.4944 | 304051.2167 | 308478.2408 | 311945.5365 | 315532.5672 | 317526.1213 | 319917.6257
Med |  |  | 27910.9596 | 46061.2315 | 69543.6563 | 98472.3095 | 129682.6528 | 159462.0215 | 188679.6474 | 215167.6752 | 240699.8663 | 265696.9436 | 288892.1229 | 306039.7688 | 321155.8559 | 335021.8894 | 348027.5565 | 357830.9596 | 367057.0569 | 374968.4143 | 383162.9366 | 389910.796 | 397512.2406 | 405373.5815 | 413667.0023 | 418641.1685 | 424030.466
High |  |  | 31697.2243 | 59498.4142 | 96380.1375 | 143092.7634 | 192665.4647 | 237700.5032 | 279095.9463 | 312184.0907 | 340912.8012 | 366065.5442 | 387687.8715 | 402146.0057 | 414104.6995 | 424270.7693 | 434015.0596 | 441248.3909 | 449177.5588 | 457264.918 | 466959.3787 | 475770.3754 | 486546.2403 | 498801.6266 | 511801.4375 | 519756.2157 | 528143.3063
Avoided Carbon, tons of CO2
Scenario ↓ |  |  | 2018 | 2019 | 2020 | 2021 | 2022 | 2023 | 2024 | 2025 | 2026 | 2027 | 2028 | 2029 | 2030 | 2031 | 2032 | 2033 | 2034 | 2035 | 2036 | 2037 | 2038 | 2039 | 2040 | 2041 | 2042
Low |  |  | 13436.5329 | 17841.8101 | 23545.4265 | 29954.0242 | 34987.8453 | 42790.0294 | 50696.2281 | 56044.541 | 66798.7106 | 85037.7806 | 96883.2281 | 89450.6403 | 99558.5021 | 105722.0954 | 112971.7116 | 121281.9432 | 123702.9318 | 127462.2801 | 130377.8551 | 132418.1103 | 134346.1347 | 135856.1854 | 137418.3821 | 138286.5999 | 139328.13
Med |  |  | 15545.3376 | 25190.4891 | 38340.9823 | 54773.2647 | 68025.8984 | 84007.4761 | 97343.9904 | 102063.8596 | 114447.9458 | 136663.0668 | 147234.7988 | 130400.5751 | 140108.7355 | 144113.5307 | 150042.9733 | 158149.7617 | 159354.8924 | 163303.4375 | 166872.2545 | 169811.0317 | 173121.5559 | 176545.2683 | 180157.1569 | 182323.4685 | 184670.575
High |  |  | 17654.1422 | 32539.1681 | 53136.5381 | 79592.5052 | 101063.9514 | 125224.9228 | 143991.7526 | 148083.1783 | 162097.1811 | 188288.3531 | 197586.3695 | 171350.5099 | 180658.969 | 182504.9659 | 187114.235 | 195017.5803 | 195006.853 | 199144.5948 | 203366.6538 | 207203.9531 | 211896.9772 | 217234.3513 | 222895.9316 | 226360.3371 | 230013.02

## Fuel Hedging
Fuel Hedging Benefit, $/kWh
Scenario ↓ | CO2 Price ↓ | Levelized $/kWh, 25 yrs | 2018 | 2019 | 2020 | 2021 | 2022 | 2023 | 2024 | 2025 | 2026 | 2027 | 2028 | 2029 | 2030 | 2031 | 2032 | 2033 | 2034 | 2035 | 2036 | 2037 | 2038 | 2039 | 2040 | 2041 | 2042
Low | N/A | 0 | 0 | 0 | 0 | 0 | 0 | 0 | 0 | 0 | 0 | 0 | 0 | 0 | 0 | 0 | 0 | 0 | 0 | 0 | 0 | 0 | 0 | 0 | 0 | 0 | 0
Med | N/A | 0 | 0 | 0 | 0 | 0 | 0 | 0 | 0 | 0 | 0 | 0 | 0 | 0 | 0 | 0 | 0 | 0 | 0 | 0 | 0 | 0 | 0 | 0 | 0 | 0 | 0
High | N/A | 0 | 0 | 0 | 0 | 0 | 0 | 0 | 0 | 0 | 0 | 0 | 0 | 0 | 0 | 0 | 0 | 0 | 0 | 0 | 0 | 0 | 0 | 0 | 0 | 0 | 0
Fuel Hedging Benefit, nominal $
Scenario ↓ | CO2 Price ↓ | Discounted $ (2018) | 2018 | 2019 | 2020 | 2021 | 2022 | 2023 | 2024 | 2025 | 2026 | 2027 | 2028 | 2029 | 2030 | 2031 | 2032 | 2033 | 2034 | 2035 | 2036 | 2037 | 2038 | 2039 | 2040 | 2041 | 2042
Low | N/A | 0 | 0 | 0 | 0 | 0 | 0 | 0 | 0 | 0 | 0 | 0 | 0 | 0 | 0 | 0 | 0 | 0 | 0 | 0 | 0 | 0 | 0 | 0 | 0 | 0 | 0
Med | N/A | 0 | 0 | 0 | 0 | 0 | 0 | 0 | 0 | 0 | 0 | 0 | 0 | 0 | 0 | 0 | 0 | 0 | 0 | 0 | 0 | 0 | 0 | 0 | 0 | 0 | 0
High | N/A | 0 | 0 | 0 | 0 | 0 | 0 | 0 | 0 | 0 | 0 | 0 | 0 | 0 | 0 | 0 | 0 | 0 | 0 | 0 | 0 | 0 | 0 | 0 | 0 | 0 | 0
Solar Energy Produced, kWh at meter
Scenario ↓ |  | Discounted kWh | 2018 | 2019 | 2020 | 2021 | 2022 | 2023 | 2024 | 2025 | 2026 | 2027 | 2028 | 2029 | 2030 | 2031 | 2032 | 2033 | 2034 | 2035 | 2036 | 2037 | 2038 | 2039 | 2040 | 2041 | 2042
Low |  | 1716528508.3399 | 22175419.6425 | 29988025.6933 | 39256435.4345 | 49500625.6708 | 61310493.7055 | 74660677.8876 | 90323669.9376 | 108604637.9187 | 129135587.3664 | 151969812.9211 | 174736587.3288 | 192970902.4699 | 209767885.8237 | 225914550.3628 | 240867217.1424 | 252240915.1558 | 261913681.374 | 269024020.2364 | 275177681.6774 | 279483878.4169 | 283553198.9652 | 286740337.1191 | 290037535.7462 | 291870010.7079 | 294068281.5348
Med |  | 2507706108.8462 | 25655754.0951 | 42339484.0192 | 63924528.8945 | 90515746.8745 | 119204294.4222 | 146577490.1921 | 173434331.8866 | 197782127.0425 | 221251317.1216 | 244228630.5816 | 265549639.3962 | 281311755.4411 | 295206462.7839 | 307952120.7478 | 319906929.9796 | 328918218.032 | 337398846.7322 | 344670966.4262 | 352203371.3016 | 358406003.7278 | 365393251.5229 | 372619396.1322 | 380242708.5465 | 384814962.0775 | 389768804.3439
High |  | 3298883709.3525 | 29136088.5476 | 54690942.3452 | 88592622.3545 | 131530868.0782 | 177098095.1389 | 218494302.4965 | 256544993.8355 | 286959616.1663 | 313367046.8768 | 336487448.242 | 356362691.4635 | 369652608.4123 | 380645039.7441 | 389989691.1329 | 398946642.8168 | 405595520.9082 | 412884012.0903 | 420317912.6161 | 429229060.9257 | 437328129.0387 | 447233304.0806 | 458498455.1452 | 470447881.3467 | 477759913.4471 | 485469327.1531

## Avoided Risk
Avoided Risk Benefit, $/kWh
Scenario ↓ | CO2 Price ↓ | Levelized $/kWh, 25 yrs | 2018 | 2019 | 2020 | 2021 | 2022 | 2023 | 2024 | 2025 | 2026 | 2027 | 2028 | 2029 | 2030 | 2031 | 2032 | 2033 | 2034 | 2035 | 2036 | 2037 | 2038 | 2039 | 2040 | 2041 | 2042
Low | N/A | 0 | 0 | 0 | 0 | 0 | 0 | 0 | 0 | 0 | 0 | 0 | 0 | 0 | 0 | 0 | 0 | 0 | 0 | 0 | 0 | 0 | 0 | 0 | 0 | 0 | 0
Med | N/A | 0 | 0 | 0 | 0 | 0 | 0 | 0 | 0 | 0 | 0 | 0 | 0 | 0 | 0 | 0 | 0 | 0 | 0 | 0 | 0 | 0 | 0 | 0 | 0 | 0 | 0
High | N/A | 0 | 0 | 0 | 0 | 0 | 0 | 0 | 0 | 0 | 0 | 0 | 0 | 0 | 0 | 0 | 0 | 0 | 0 | 0 | 0 | 0 | 0 | 0 | 0 | 0 | 0
Avoided Risk Benefit, nominal $
Scenario ↓ | CO2 Price ↓ | Discounted $ (2018) | 2018 | 2019 | 2020 | 2021 | 2022 | 2023 | 2024 | 2025 | 2026 | 2027 | 2028 | 2029 | 2030 | 2031 | 2032 | 2033 | 2034 | 2035 | 2036 | 2037 | 2038 | 2039 | 2040 | 2041 | 2042
Low | N/A | 0 | 0 | 0 | 0 | 0 | 0 | 0 | 0 | 0 | 0 | 0 | 0 | 0 | 0 | 0 | 0 | 0 | 0 | 0 | 0 | 0 | 0 | 0 | 0 | 0 | 0
Med | N/A | 0 | 0 | 0 | 0 | 0 | 0 | 0 | 0 | 0 | 0 | 0 | 0 | 0 | 0 | 0 | 0 | 0 | 0 | 0 | 0 | 0 | 0 | 0 | 0 | 0 | 0
High | N/A | 0 | 0 | 0 | 0 | 0 | 0 | 0 | 0 | 0 | 0 | 0 | 0 | 0 | 0 | 0 | 0 | 0 | 0 | 0 | 0 | 0 | 0 | 0 | 0 | 0 | 0
Solar Energy Produced, kWh at meter
Scenario ↓ |  | Discounted kWh | 2018 | 2019 | 2020 | 2021 | 2022 | 2023 | 2024 | 2025 | 2026 | 2027 | 2028 | 2029 | 2030 | 2031 | 2032 | 2033 | 2034 | 2035 | 2036 | 2037 | 2038 | 2039 | 2040 | 2041 | 2042
Low |  | 1716528508.3399 | 22175419.6425 | 29988025.6933 | 39256435.4345 | 49500625.6708 | 61310493.7055 | 74660677.8876 | 90323669.9376 | 108604637.9187 | 129135587.3664 | 151969812.9211 | 174736587.3288 | 192970902.4699 | 209767885.8237 | 225914550.3628 | 240867217.1424 | 252240915.1558 | 261913681.374 | 269024020.2364 | 275177681.6774 | 279483878.4169 | 283553198.9652 | 286740337.1191 | 290037535.7462 | 291870010.7079 | 294068281.5348
Med |  | 2507706108.8462 | 25655754.0951 | 42339484.0192 | 63924528.8945 | 90515746.8745 | 119204294.4222 | 146577490.1921 | 173434331.8866 | 197782127.0425 | 221251317.1216 | 244228630.5816 | 265549639.3962 | 281311755.4411 | 295206462.7839 | 307952120.7478 | 319906929.9796 | 328918218.032 | 337398846.7322 | 344670966.4262 | 352203371.3016 | 358406003.7278 | 365393251.5229 | 372619396.1322 | 380242708.5465 | 384814962.0775 | 389768804.3439
High |  | 3298883709.3525 | 29136088.5476 | 54690942.3452 | 88592622.3545 | 131530868.0782 | 177098095.1389 | 218494302.4965 | 256544993.8355 | 286959616.1663 | 313367046.8768 | 336487448.242 | 356362691.4635 | 369652608.4123 | 380645039.7441 | 389989691.1329 | 398946642.8168 | 405595520.9082 | 412884012.0903 | 420317912.6161 | 429229060.9257 | 437328129.0387 | 447233304.0806 | 458498455.1452 | 470447881.3467 | 477759913.4471 | 485469327.1531

## Avoided Grid Support
Avoided Grid Support Benefit, $/kWh
Scenario ↓ | CO2 Price ↓ | Levelized $/kWh, 25 yrs | 2018 | 2019 | 2020 | 2021 | 2022 | 2023 | 2024 | 2025 | 2026 | 2027 | 2028 | 2029 | 2030 | 2031 | 2032 | 2033 | 2034 | 2035 | 2036 | 2037 | 2038 | 2039 | 2040 | 2041 | 2042
Low | N/A | 0 | 0 | 0 | 0 | 0 | 0 | 0 | 0 | 0 | 0 | 0 | 0 | 0 | 0 | 0 | 0 | 0 | 0 | 0 | 0 | 0 | 0 | 0 | 0 | 0 | 0
Med | N/A | 0 | 0 | 0 | 0 | 0 | 0 | 0 | 0 | 0 | 0 | 0 | 0 | 0 | 0 | 0 | 0 | 0 | 0 | 0 | 0 | 0 | 0 | 0 | 0 | 0 | 0
High | N/A | 0 | 0 | 0 | 0 | 0 | 0 | 0 | 0 | 0 | 0 | 0 | 0 | 0 | 0 | 0 | 0 | 0 | 0 | 0 | 0 | 0 | 0 | 0 | 0 | 0 | 0
Avoided Grid Support Benefit, nominal $
Scenario ↓ | CO2 Price ↓ | Discounted $ (2018) | 2018 | 2019 | 2020 | 2021 | 2022 | 2023 | 2024 | 2025 | 2026 | 2027 | 2028 | 2029 | 2030 | 2031 | 2032 | 2033 | 2034 | 2035 | 2036 | 2037 | 2038 | 2039 | 2040 | 2041 | 2042
Low | N/A | 0 | 0 | 0 | 0 | 0 | 0 | 0 | 0 | 0 | 0 | 0 | 0 | 0 | 0 | 0 | 0 | 0 | 0 | 0 | 0 | 0 | 0 | 0 | 0 | 0 | 0
Med | N/A | 0 | 0 | 0 | 0 | 0 | 0 | 0 | 0 | 0 | 0 | 0 | 0 | 0 | 0 | 0 | 0 | 0 | 0 | 0 | 0 | 0 | 0 | 0 | 0 | 0 | 0
High | N/A | 0 | 0 | 0 | 0 | 0 | 0 | 0 | 0 | 0 | 0 | 0 | 0 | 0 | 0 | 0 | 0 | 0 | 0 | 0 | 0 | 0 | 0 | 0 | 0 | 0 | 0
Solar Energy Produced, kWh at meter
Scenario ↓ |  | Discounted kWh | 2018 | 2019 | 2020 | 2021 | 2022 | 2023 | 2024 | 2025 | 2026 | 2027 | 2028 | 2029 | 2030 | 2031 | 2032 | 2033 | 2034 | 2035 | 2036 | 2037 | 2038 | 2039 | 2040 | 2041 | 2042
Low |  | 1716528508.3399 | 22175419.6425 | 29988025.6933 | 39256435.4345 | 49500625.6708 | 61310493.7055 | 74660677.8876 | 90323669.9376 | 108604637.9187 | 129135587.3664 | 151969812.9211 | 174736587.3288 | 192970902.4699 | 209767885.8237 | 225914550.3628 | 240867217.1424 | 252240915.1558 | 261913681.374 | 269024020.2364 | 275177681.6774 | 279483878.4169 | 283553198.9652 | 286740337.1191 | 290037535.7462 | 291870010.7079 | 294068281.5348
Med |  | 2507706108.8462 | 25655754.0951 | 42339484.0192 | 63924528.8945 | 90515746.8745 | 119204294.4222 | 146577490.1921 | 173434331.8866 | 197782127.0425 | 221251317.1216 | 244228630.5816 | 265549639.3962 | 281311755.4411 | 295206462.7839 | 307952120.7478 | 319906929.9796 | 328918218.032 | 337398846.7322 | 344670966.4262 | 352203371.3016 | 358406003.7278 | 365393251.5229 | 372619396.1322 | 380242708.5465 | 384814962.0775 | 389768804.3439
High |  | 3298883709.3525 | 29136088.5476 | 54690942.3452 | 88592622.3545 | 131530868.0782 | 177098095.1389 | 218494302.4965 | 256544993.8355 | 286959616.1663 | 313367046.8768 | 336487448.242 | 356362691.4635 | 369652608.4123 | 380645039.7441 | 389989691.1329 | 398946642.8168 | 405595520.9082 | 412884012.0903 | 420317912.6161 | 429229060.9257 | 437328129.0387 | 447233304.0806 | 458498455.1452 | 470447881.3467 | 477759913.4471 | 485469327.1531

## Avoided Outages
Avoided Outages Benefit, $/kWh
Scenario ↓ | CO2 Price ↓ | Levelized $/kWh, 25 yrs | 2018 | 2019 | 2020 | 2021 | 2022 | 2023 | 2024 | 2025 | 2026 | 2027 | 2028 | 2029 | 2030 | 2031 | 2032 | 2033 | 2034 | 2035 | 2036 | 2037 | 2038 | 2039 | 2040 | 2041 | 2042
Low | N/A | 0 | 0 | 0 | 0 | 0 | 0 | 0 | 0 | 0 | 0 | 0 | 0 | 0 | 0 | 0 | 0 | 0 | 0 | 0 | 0 | 0 | 0 | 0 | 0 | 0 | 0
Med | N/A | 0 | 0 | 0 | 0 | 0 | 0 | 0 | 0 | 0 | 0 | 0 | 0 | 0 | 0 | 0 | 0 | 0 | 0 | 0 | 0 | 0 | 0 | 0 | 0 | 0 | 0
High | N/A | 0 | 0 | 0 | 0 | 0 | 0 | 0 | 0 | 0 | 0 | 0 | 0 | 0 | 0 | 0 | 0 | 0 | 0 | 0 | 0 | 0 | 0 | 0 | 0 | 0 | 0
Avoided Outages Benefit, nominal $
Scenario ↓ | CO2 Price ↓ | Discounted $ (2018) | 2018 | 2019 | 2020 | 2021 | 2022 | 2023 | 2024 | 2025 | 2026 | 2027 | 2028 | 2029 | 2030 | 2031 | 2032 | 2033 | 2034 | 2035 | 2036 | 2037 | 2038 | 2039 | 2040 | 2041 | 2042
Low | N/A | 0 | 0 | 0 | 0 | 0 | 0 | 0 | 0 | 0 | 0 | 0 | 0 | 0 | 0 | 0 | 0 | 0 | 0 | 0 | 0 | 0 | 0 | 0 | 0 | 0 | 0
Med | N/A | 0 | 0 | 0 | 0 | 0 | 0 | 0 | 0 | 0 | 0 | 0 | 0 | 0 | 0 | 0 | 0 | 0 | 0 | 0 | 0 | 0 | 0 | 0 | 0 | 0 | 0
High | N/A | 0 | 0 | 0 | 0 | 0 | 0 | 0 | 0 | 0 | 0 | 0 | 0 | 0 | 0 | 0 | 0 | 0 | 0 | 0 | 0 | 0 | 0 | 0 | 0 | 0 | 0
Solar Energy Produced, kWh at meter
Scenario ↓ |  | Discounted kWh | 2018 | 2019 | 2020 | 2021 | 2022 | 2023 | 2024 | 2025 | 2026 | 2027 | 2028 | 2029 | 2030 | 2031 | 2032 | 2033 | 2034 | 2035 | 2036 | 2037 | 2038 | 2039 | 2040 | 2041 | 2042
Low |  | 1716528508.3399 | 22175419.6425 | 29988025.6933 | 39256435.4345 | 49500625.6708 | 61310493.7055 | 74660677.8876 | 90323669.9376 | 108604637.9187 | 129135587.3664 | 151969812.9211 | 174736587.3288 | 192970902.4699 | 209767885.8237 | 225914550.3628 | 240867217.1424 | 252240915.1558 | 261913681.374 | 269024020.2364 | 275177681.6774 | 279483878.4169 | 283553198.9652 | 286740337.1191 | 290037535.7462 | 291870010.7079 | 294068281.5348
Med |  | 2507706108.8462 | 25655754.0951 | 42339484.0192 | 63924528.8945 | 90515746.8745 | 119204294.4222 | 146577490.1921 | 173434331.8866 | 197782127.0425 | 221251317.1216 | 244228630.5816 | 265549639.3962 | 281311755.4411 | 295206462.7839 | 307952120.7478 | 319906929.9796 | 328918218.032 | 337398846.7322 | 344670966.4262 | 352203371.3016 | 358406003.7278 | 365393251.5229 | 372619396.1322 | 380242708.5465 | 384814962.0775 | 389768804.3439
High |  | 3298883709.3525 | 29136088.5476 | 54690942.3452 | 88592622.3545 | 131530868.0782 | 177098095.1389 | 218494302.4965 | 256544993.8355 | 286959616.1663 | 313367046.8768 | 336487448.242 | 356362691.4635 | 369652608.4123 | 380645039.7441 | 389989691.1329 | 398946642.8168 | 405595520.9082 | 412884012.0903 | 420317912.6161 | 429229060.9257 | 437328129.0387 | 447233304.0806 | 458498455.1452 | 470447881.3467 | 477759913.4471 | 485469327.1531

## Non Energy Benefits
Non Energy Benefit, $/kWh
Scenario ↓ | CO2 Price ↓ | Levelized $/kWh, 25 yrs | 2018 | 2019 | 2020 | 2021 | 2022 | 2023 | 2024 | 2025 | 2026 | 2027 | 2028 | 2029 | 2030 | 2031 | 2032 | 2033 | 2034 | 2035 | 2036 | 2037 | 2038 | 2039 | 2040 | 2041 | 2042
Low | N/A | 0 | 0 | 0 | 0 | 0 | 0 | 0 | 0 | 0 | 0 | 0 | 0 | 0 | 0 | 0 | 0 | 0 | 0 | 0 | 0 | 0 | 0 | 0 | 0 | 0 | 0
Med | N/A | 0 | 0 | 0 | 0 | 0 | 0 | 0 | 0 | 0 | 0 | 0 | 0 | 0 | 0 | 0 | 0 | 0 | 0 | 0 | 0 | 0 | 0 | 0 | 0 | 0 | 0
High | N/A | 0 | 0 | 0 | 0 | 0 | 0 | 0 | 0 | 0 | 0 | 0 | 0 | 0 | 0 | 0 | 0 | 0 | 0 | 0 | 0 | 0 | 0 | 0 | 0 | 0 | 0
Non Energy Benefit, nominal $
Scenario ↓ | CO2 Price ↓ | Discounted $ (2018) | 2018 | 2019 | 2020 | 2021 | 2022 | 2023 | 2024 | 2025 | 2026 | 2027 | 2028 | 2029 | 2030 | 2031 | 2032 | 2033 | 2034 | 2035 | 2036 | 2037 | 2038 | 2039 | 2040 | 2041 | 2042
Low | N/A | 0
Med | N/A | 0
High | N/A | 0
Solar Energy Produced, kWh at meter
Scenario ↓ |  | Discounted kWh | 2018 | 2019 | 2020 | 2021 | 2022 | 2023 | 2024 | 2025 | 2026 | 2027 | 2028 | 2029 | 2030 | 2031 | 2032 | 2033 | 2034 | 2035 | 2036 | 2037 | 2038 | 2039 | 2040 | 2041 | 2042
Low |  | 1716528508.3399 | 22175419.6425 | 29988025.6933 | 39256435.4345 | 49500625.6708 | 61310493.7055 | 74660677.8876 | 90323669.9376 | 108604637.9187 | 129135587.3664 | 151969812.9211 | 174736587.3288 | 192970902.4699 | 209767885.8237 | 225914550.3628 | 240867217.1424 | 252240915.1558 | 261913681.374 | 269024020.2364 | 275177681.6774 | 279483878.4169 | 283553198.9652 | 286740337.1191 | 290037535.7462 | 291870010.7079 | 294068281.5348
Med |  | 2507706108.8462 | 25655754.0951 | 42339484.0192 | 63924528.8945 | 90515746.8745 | 119204294.4222 | 146577490.1921 | 173434331.8866 | 197782127.0425 | 221251317.1216 | 244228630.5816 | 265549639.3962 | 281311755.4411 | 295206462.7839 | 307952120.7478 | 319906929.9796 | 328918218.032 | 337398846.7322 | 344670966.4262 | 352203371.3016 | 358406003.7278 | 365393251.5229 | 372619396.1322 | 380242708.5465 | 384814962.0775 | 389768804.3439
High |  | 3298883709.3525 | 29136088.5476 | 54690942.3452 | 88592622.3545 | 131530868.0782 | 177098095.1389 | 218494302.4965 | 256544993.8355 | 286959616.1663 | 313367046.8768 | 336487448.242 | 356362691.4635 | 369652608.4123 | 380645039.7441 | 389989691.1329 | 398946642.8168 | 405595520.9082 | 412884012.0903 | 420317912.6161 | 429229060.9257 | 437328129.0387 | 447233304.0806 | 458498455.1452 | 470447881.3467 | 477759913.4471 | 485469327.1531

## Reduced Revenue
Reduced Revenue, $/kWh
Scenario ↓ | CO2 Price ↓ | Levelized $/kWh, 25 yrs | 2018 | 2019 | 2020 | 2021 | 2022 | 2023 | 2024 | 2025 | 2026 | 2027 | 2028 | 2029 | 2030 | 2031 | 2032 | 2033 | 2034 | 2035 | 2036 | 2037 | 2038 | 2039 | 2040 | 2041 | 2042
Low | N/A | -0.14608 | -0.11143 | -0.11307 | -0.11641 | -0.12003 | -0.12592 | -0.13154 | -0.13201 | -0.13483 | -0.13557 | -0.13555 | -0.13654 | -0.13699 | -0.13776 | -0.14109 | -0.14445 | -0.14787 | -0.15108 | -0.15413 | -0.15661 | -0.16114 | -0.16493 | -0.16854 | -0.17216 | -0.17691 | -0.18085
Med | N/A | -0.14443 | -0.11144 | -0.11224 | -0.11383 | -0.1176 | -0.12039 | -0.12349 | -0.12533 | -0.12886 | -0.13069 | -0.13268 | -0.1349 | -0.13598 | -0.13772 | -0.14125 | -0.14538 | -0.1495 | -0.15315 | -0.15721 | -0.16068 | -0.16555 | -0.16987 | -0.17423 | -0.17839 | -0.18349 | -0.18829
High | N/A | -0.1436 | -0.11145 | -0.11231 | -0.1139 | -0.1176 | -0.12026 | -0.12324 | -0.12494 | -0.1284 | -0.13024 | -0.13226 | -0.13457 | -0.13566 | -0.13743 | -0.14104 | -0.14528 | -0.14956 | -0.15339 | -0.15768 | -0.16139 | -0.16653 | -0.17117 | -0.17585 | -0.1805 | -0.18616 | -0.19156
Reduced Revenue, nominal $
Scenario ↓ | CO2 Price ↓ | Discounted $ (2018) | 2018 | 2019 | 2020 | 2021 | 2022 | 2023 | 2024 | 2025 | 2026 | 2027 | 2028 | 2029 | 2030 | 2031 | 2032 | 2033 | 2034 | 2035 | 2036 | 2037 | 2038 | 2039 | 2040 | 2041 | 2042
Low | N/A | -250751562.9807 | -2471088.2417 | -3390860.2205 | -4569768.8439 | -5941463.9485 | -7720151.9824 | -9820991.3854 | -11923685.5915 | -14643382.9291 | -17507185.5706 | -20599392.1446 | -23858878.7358 | -26435714.3425 | -28898498.0972 | -31873579.6427 | -34794288.736 | -37297762.9296 | -39569526.6141 | -41465384.9574 | -43096599.2875 | -45036163.5964 | -46767241.9746 | -48328553.9244 | -49933477.2048 | -51635166.2093 | -53183285.7458
Med | N/A | -362197655.4708 | -2859102.8885 | -4752274.3818 | -7276319.716 | -10645081.2767 | -14351361.6847 | -18100522.1084 | -21735908.5874 | -25486999.2409 | -28915373.433 | -32403802.3278 | -35823512.0216 | -38253894.0974 | -40654505.9347 | -43497181.3455 | -46508276.4614 | -49174192.7936 | -51671954.8176 | -54186442.7396 | -56592511.4417 | -59335695.6457 | -62071160.5129 | -64919992.35 | -67831499.6524 | -70609103.8651 | -73391380.6877
High | N/A | -473707787.5952 | -3247168.6039 | -6142175.1911 | -10090266.6114 | -15467785.499 | -21297286.5793 | -26926917.3059 | -32052606.8925 | -36846988.3314 | -40812355.3663 | -44503582.3396 | -47956560.9891 | -50146427.8756 | -52313668.6037 | -55004482.4432 | -57957346.8327 | -60659473.0047 | -63331804.8442 | -66276939.492 | -69273069.0009 | -72829639.5657 | -76553091.2357 | -80625555.1603 | -84916816.5099 | -88937848.9667 | -92994367.676
Solar Energy Produced, kWh at meter
Scenario ↓ |  | Discounted kWh | 2018 | 2019 | 2020 | 2021 | 2022 | 2023 | 2024 | 2025 | 2026 | 2027 | 2028 | 2029 | 2030 | 2031 | 2032 | 2033 | 2034 | 2035 | 2036 | 2037 | 2038 | 2039 | 2040 | 2041 | 2042
Low |  | 1716528508.3399 | 22175419.6425 | 29988025.6933 | 39256435.4345 | 49500625.6708 | 61310493.7055 | 74660677.8876 | 90323669.9376 | 108604637.9187 | 129135587.3664 | 151969812.9211 | 174736587.3288 | 192970902.4699 | 209767885.8237 | 225914550.3628 | 240867217.1424 | 252240915.1558 | 261913681.374 | 269024020.2364 | 275177681.6774 | 279483878.4169 | 283553198.9652 | 286740337.1191 | 290037535.7462 | 291870010.7079 | 294068281.5348
Med |  | 2507706108.8462 | 25655754.0951 | 42339484.0192 | 63924528.8945 | 90515746.8745 | 119204294.4222 | 146577490.1921 | 173434331.8866 | 197782127.0425 | 221251317.1216 | 244228630.5816 | 265549639.3962 | 281311755.4411 | 295206462.7839 | 307952120.7478 | 319906929.9796 | 328918218.032 | 337398846.7322 | 344670966.4262 | 352203371.3016 | 358406003.7278 | 365393251.5229 | 372619396.1322 | 380242708.5465 | 384814962.0775 | 389768804.3439
High |  | 3298883709.3525 | 29136088.5476 | 54690942.3452 | 88592622.3545 | 131530868.0782 | 177098095.1389 | 218494302.4965 | 256544993.8355 | 286959616.1663 | 313367046.8768 | 336487448.242 | 356362691.4635 | 369652608.4123 | 380645039.7441 | 389989691.1329 | 398946642.8168 | 405595520.9082 | 412884012.0903 | 420317912.6161 | 429229060.9257 | 437328129.0387 | 447233304.0806 | 458498455.1452 | 470447881.3467 | 477759913.4471 | 485469327.1531
Retail Rate Bill Component Rates
Scenario ↓ | Bill Component ↓ | Service Class ↓, Year → | 2018 | 2019 | 2020 | 2021 | 2022 | 2023 | 2024 | 2025 | 2026 | 2027 | 2028 | 2029 | 2030 | 2031 | 2032 | 2033 | 2034 | 2035 | 2036 | 2037 | 2038 | 2039 | 2040 | 2041 | 2042
Low | $/kWh | GS1PD | 0.07637 | 0.076677 | 0.078295 | 0.079859 | 0.083933 | 0.086946 | 0.08694 | 0.088182 | 0.08827 | 0.087861 | 0.088356 | 0.087327 | 0.086876 | 0.088634 | 0.090602 | 0.092128 | 0.09375 | 0.095244 | 0.096578 | 0.098742 | 0.10066 | 0.10237 | 0.10426 | 0.1063 | 0.10795
Low | $/kWh | GS1PND | 0.094226 | 0.094609 | 0.096628 | 0.098579 | 0.10366 | 0.10742 | 0.10741 | 0.10896 | 0.10907 | 0.10856 | 0.10918 | 0.10835 | 0.10812 | 0.11031 | 0.11276 | 0.11467 | 0.11669 | 0.11856 | 0.12022 | 0.12292 | 0.12531 | 0.12745 | 0.1298 | 0.13235 | 0.13442
Low | $/kWh | GS1SD | 0.077803 | 0.078116 | 0.079763 | 0.081356 | 0.085507 | 0.088575 | 0.08857 | 0.089834 | 0.089925 | 0.089508 | 0.090012 | 0.088947 | 0.088474 | 0.090265 | 0.09227 | 0.093824 | 0.095476 | 0.096998 | 0.098357 | 0.10056 | 0.10251 | 0.10426 | 0.10618 | 0.10826 | 0.10995
Low | $/kWh | GS1SND | 0.12096 | 0.12146 | 0.12408 | 0.12661 | 0.1332 | 0.13807 | 0.13806 | 0.14007 | 0.14021 | 0.13955 | 0.14035 | 0.13977 | 0.13981 | 0.14266 | 0.14584 | 0.14831 | 0.15093 | 0.15335 | 0.15551 | 0.15901 | 0.1621 | 0.16488 | 0.16793 | 0.17123 | 0.17391
Low | $/kWh | Residential | 0.1112 | 0.11337 | 0.11754 | 0.12155 | 0.12744 | 0.13401 | 0.13574 | 0.13921 | 0.14112 | 0.14212 | 0.14463 | 0.14566 | 0.14753 | 0.15177 | 0.15656 | 0.16097 | 0.16549 | 0.16993 | 0.1742 | 0.17983 | 0.18503 | 0.19023 | 0.196 | 0.20222 | 0.20827
Low | $/kW | GS1PD | 8.184 | 8.2189 | 8.4026 | 8.5801 | 9.0428 | 9.3848 | 9.3842 | 9.5252 | 9.5352 | 9.4888 | 9.545 | 9.637 | 9.7349 | 9.9345 | 10.1579 | 10.3312 | 10.5154 | 10.685 | 10.8365 | 11.0822 | 11.2996 | 11.4942 | 11.7087 | 11.9402 | 12.1283
Low | $/kW | GS1PND | 0 | 0 | 0 | 0 | 0 | 0 | 0 | 0 | 0 | 0 | 0 | 0 | 0 | 0 | 0 | 0 | 0 | 0 | 0 | 0 | 0 | 0 | 0 | 0 | 0
Low | $/kW | GS1SD | 9.7515 | 9.7931 | 10.0119 | 10.2235 | 10.7748 | 11.1823 | 11.1816 | 11.3495 | 11.3615 | 11.3062 | 11.3731 | 11.4827 | 11.5994 | 11.8373 | 12.1035 | 12.3099 | 12.5293 | 12.7315 | 12.912 | 13.2047 | 13.4638 | 13.6956 | 13.9512 | 14.2271 | 14.4512
Low | $/kW | GS1SND | 0 | 0 | 0 | 0 | 0 | 0 | 0 | 0 | 0 | 0 | 0 | 0 | 0 | 0 | 0 | 0 | 0 | 0 | 0 | 0 | 0 | 0 | 0 | 0 | 0
Low | $/kW | Residential | 0 | 0 | 0 | 0 | 0 | 0 | 0 | 0 | 0 | 0 | 0 | 0 | 0 | 0 | 0 | 0 | 0 | 0 | 0 | 0 | 0 | 0 | 0 | 0 | 0
Med | $/kWh | GS1PD | 0.07637 | 0.076118 | 0.076762 | 0.078757 | 0.080361 | 0.082095 | 0.083164 | 0.08479 | 0.085716 | 0.086688 | 0.087941 | 0.087323 | 0.087522 | 0.089326 | 0.091719 | 0.093593 | 0.095349 | 0.09731 | 0.099134 | 0.10133 | 0.1033 | 0.10529 | 0.10702 | 0.10861 | 0.11016
Med | $/kWh | GS1PND | 0.094226 | 0.093911 | 0.094715 | 0.097204 | 0.099206 | 0.10137 | 0.1027 | 0.10473 | 0.10589 | 0.1071 | 0.10866 | 0.10835 | 0.10892 | 0.11117 | 0.11416 | 0.1165 | 0.11869 | 0.12113 | 0.12341 | 0.12614 | 0.1286 | 0.13109 | 0.13325 | 0.13523 | 0.13716
Med | $/kWh | GS1SD | 0.077803 | 0.077546 | 0.078202 | 0.080234 | 0.081868 | 0.083634 | 0.084723 | 0.08638 | 0.087323 | 0.088313 | 0.089589 | 0.088942 | 0.089132 | 0.09097 | 0.093408 | 0.095316 | 0.097105 | 0.099103 | 0.10096 | 0.10319 | 0.1052 | 0.10723 | 0.10899 | 0.11061 | 0.11219
Med | $/kWh | GS1SND | 0.12096 | 0.12056 | 0.1216 | 0.12482 | 0.12742 | 0.13022 | 0.13195 | 0.13458 | 0.13608 | 0.13765 | 0.13968 | 0.13976 | 0.14086 | 0.14378 | 0.14765 | 0.15068 | 0.15352 | 0.15669 | 0.15964 | 0.16319 | 0.16637 | 0.1696 | 0.17239 | 0.17497 | 0.17747
Med | $/kWh | Residential | 0.1112 | 0.11244 | 0.1147 | 0.11868 | 0.12202 | 0.1258 | 0.12884 | 0.13327 | 0.13597 | 0.1387 | 0.14221 | 0.14376 | 0.14625 | 0.15066 | 0.15605 | 0.16099 | 0.1658 | 0.17114 | 0.17615 | 0.18192 | 0.18763 | 0.1932 | 0.19974 | 0.20678 | 0.21399
Med | $/kW | GS1PD | 8.184 | 8.1554 | 8.2285 | 8.4551 | 8.6372 | 8.834 | 8.9554 | 9.1401 | 9.2452 | 9.3556 | 9.4978 | 9.6365 | 9.8082 | 10.013 | 10.2848 | 10.4975 | 10.697 | 10.9197 | 11.1268 | 11.3756 | 11.5993 | 11.826 | 12.0221 | 12.2027 | 12.3783
Med | $/kW | GS1PND | 0 | 0 | 0 | 0 | 0 | 0 | 0 | 0 | 0 | 0 | 0 | 0 | 0 | 0 | 0 | 0 | 0 | 0 | 0 | 0 | 0 | 0 | 0 | 0 | 0
Med | $/kW | GS1SD | 9.7515 | 9.7174 | 9.8045 | 10.0744 | 10.2915 | 10.526 | 10.6707 | 10.8907 | 11.0159 | 11.1475 | 11.3169 | 11.4821 | 11.6868 | 11.9308 | 12.2546 | 12.5081 | 12.7457 | 13.0111 | 13.2579 | 13.5543 | 13.8209 | 14.0911 | 14.3246 | 14.5399 | 14.7491
Med | $/kW | GS1SND | 0 | 0 | 0 | 0 | 0 | 0 | 0 | 0 | 0 | 0 | 0 | 0 | 0 | 0 | 0 | 0 | 0 | 0 | 0 | 0 | 0 | 0 | 0 | 0 | 0
Med | $/kW | Residential | 0 | 0 | 0 | 0 | 0 | 0 | 0 | 0 | 0 | 0 | 0 | 0 | 0 | 0 | 0 | 0 | 0 | 0 | 0 | 0 | 0 | 0 | 0 | 0 | 0
High | $/kWh | GS1PD | 0.07637 | 0.076118 | 0.076762 | 0.078757 | 0.080361 | 0.082095 | 0.083164 | 0.08479 | 0.085716 | 0.086688 | 0.087941 | 0.087323 | 0.087522 | 0.089326 | 0.091719 | 0.093593 | 0.095349 | 0.09731 | 0.099134 | 0.10133 | 0.1033 | 0.10529 | 0.10702 | 0.10861 | 0.11016
High | $/kWh | GS1PND | 0.094226 | 0.093911 | 0.094715 | 0.097204 | 0.099206 | 0.10137 | 0.1027 | 0.10473 | 0.10589 | 0.1071 | 0.10866 | 0.10835 | 0.10892 | 0.11117 | 0.11416 | 0.1165 | 0.11869 | 0.12113 | 0.12341 | 0.12614 | 0.1286 | 0.13109 | 0.13325 | 0.13523 | 0.13716
High | $/kWh | GS1SD | 0.077803 | 0.077546 | 0.078202 | 0.080234 | 0.081868 | 0.083634 | 0.084723 | 0.08638 | 0.087323 | 0.088313 | 0.089589 | 0.088942 | 0.089132 | 0.09097 | 0.093408 | 0.095316 | 0.097105 | 0.099103 | 0.10096 | 0.10319 | 0.1052 | 0.10723 | 0.10899 | 0.11061 | 0.11219
High | $/kWh | GS1SND | 0.12096 | 0.12056 | 0.1216 | 0.12482 | 0.12742 | 0.13022 | 0.13195 | 0.13458 | 0.13608 | 0.13765 | 0.13968 | 0.13976 | 0.14086 | 0.14378 | 0.14765 | 0.15068 | 0.15352 | 0.15669 | 0.15964 | 0.16319 | 0.16637 | 0.1696 | 0.17239 | 0.17497 | 0.17747
High | $/kWh | Residential | 0.1112 | 0.11244 | 0.1147 | 0.11868 | 0.12202 | 0.1258 | 0.12884 | 0.13327 | 0.13597 | 0.1387 | 0.14221 | 0.14376 | 0.14625 | 0.15066 | 0.15605 | 0.16099 | 0.1658 | 0.17114 | 0.17615 | 0.18192 | 0.18763 | 0.1932 | 0.19974 | 0.20678 | 0.21399
High | $/kW | GS1PD | 8.184 | 8.1554 | 8.2285 | 8.4551 | 8.6372 | 8.834 | 8.9554 | 9.1401 | 9.2452 | 9.3556 | 9.4978 | 9.6365 | 9.8082 | 10.013 | 10.2848 | 10.4975 | 10.697 | 10.9197 | 11.1268 | 11.3756 | 11.5993 | 11.826 | 12.0221 | 12.2027 | 12.3783
High | $/kW | GS1PND | 0 | 0 | 0 | 0 | 0 | 0 | 0 | 0 | 0 | 0 | 0 | 0 | 0 | 0 | 0 | 0 | 0 | 0 | 0 | 0 | 0 | 0 | 0 | 0 | 0
High | $/kW | GS1SD | 9.7515 | 9.7174 | 9.8045 | 10.0744 | 10.2915 | 10.526 | 10.6707 | 10.8907 | 11.0159 | 11.1475 | 11.3169 | 11.4821 | 11.6868 | 11.9308 | 12.2546 | 12.5081 | 12.7457 | 13.0111 | 13.2579 | 13.5543 | 13.8209 | 14.0911 | 14.3246 | 14.5399 | 14.7491
High | $/kW | GS1SND | 0 | 0 | 0 | 0 | 0 | 0 | 0 | 0 | 0 | 0 | 0 | 0 | 0 | 0 | 0 | 0 | 0 | 0 | 0 | 0 | 0 | 0 | 0 | 0 | 0
High | $/kW | Residential | 0 | 0 | 0 | 0 | 0 | 0 | 0 | 0 | 0 | 0 | 0 | 0 | 0 | 0 | 0 | 0 | 0 | 0 | 0 | 0 | 0 | 0 | 0 | 0 | 0
Retail Rate Bill Component Absolute Energy and Demand Impacts
Scenario ↓ | Bill Component ↓ | Service Class ↓, Year → | 2018 | 2019 | 2020 | 2021 | 2022 | 2023 | 2024 | 2025 | 2026 | 2027 | 2028 | 2029 | 2030 | 2031 | 2032 | 2033 | 2034 | 2035 | 2036 | 2037 | 2038 | 2039 | 2040 | 2041 | 2042
Low | kWh | GS1PD | 7678.7235 | 13350.0871 | 21311.2927 | 31601.2393 | 44922.9511 | 62337.0286 | 84458.9456 | 112407.9008 | 146294.5019 | 184095.4323 | 224891.6972 | 250530.5976 | 274093.0323 | 295693.8229 | 315095.5406 | 329736.7939 | 341367.589 | 347955.0286 | 352383.9968 | 356265.0113 | 358982.1338 | 360365.5787 | 361019.0712 | 360986.6966 | 360555.2488
Low | kWh | GS1PND | 3193.0381 | 5553.339 | 8867.0369 | 13237.8919 | 18912.8832 | 26578.2886 | 36364.0429 | 49240.4727 | 64992.072 | 84033.9091 | 105068.6127 | 123558.4779 | 142211.7944 | 159130.2479 | 175636.5081 | 188235.6796 | 199497.1735 | 206220.3287 | 211800.3821 | 215647.4355 | 218839.0305 | 220554.8661 | 221841.8375 | 222228.7622 | 222376.5892
Low | kWh | GS1SD | 1558361.446 | 2159590.1951 | 2888925.4084 | 3917116.5121 | 5181315.2339 | 6776891.3998 | 8744436.9678 | 11014606.4984 | 13663784.9842 | 16188585.0711 | 18696961.0935 | 19486980.2498 | 19870820.9624 | 20397656.6158 | 20632460.2076 | 20894416.1595 | 20905809.99 | 20975629.8156 | 20899524.8396 | 20904417.9131 | 20833721.3944 | 20790817.0038 | 20703273.0081 | 20638437.9503 | 20549768.675
Low | kWh | GS1SND | 5437541.9179 | 7631513.3017 | 10331337.7099 | 14254673.6642 | 19139556.9796 | 25848634.3279 | 34269337.7099 | 45046508.5049 | 58019965.5603 | 73062547.1169 | 89308042.4269 | 104313212.3003 | 119333509.5903 | 132264270.1261 | 144687601.0246 | 153794398.8446 | 161701654.6429 | 166601181.5374 | 170551528.0195 | 173202510.0723 | 175312674.2927 | 176272571.4188 | 176881241.6992 | 176962232.9989 | 176849157.4075
Low | kWh | Residential | 15168644.517 | 20178018.7704 | 25918296.3018 | 31283996.3633 | 36925785.6578 | 41946236.8428 | 46987291.935 | 52381874.5419 | 57240550.2482 | 62450551.3918 | 66011267.2674 | 68796620.8443 | 70147250.4443 | 72797799.5502 | 74518333.811 | 77034127.6783 | 78765351.9787 | 80893033.5261 | 82547705.8528 | 84805037.9848 | 86828982.1138 | 89096028.2517 | 91222225.0805 | 93686124.2999 | 96086423.6141
Low | kW | GS1PD | 2.744 | 4.7706 | 7.6155 | 11.2926 | 16.0531 | 22.2759 | 30.1811 | 40.1686 | 52.2779 | 65.7859 | 80.3643 | 89.5263 | 97.9462 | 105.6652 | 112.5983 | 117.8303 | 121.9866 | 124.3406 | 125.9233 | 127.3101 | 128.2811 | 128.7754 | 129.009 | 128.9974 | 128.8432
Low | kW | GS1PND | 0.17292 | 0.30074 | 0.48019 | 0.71689 | 1.0242 | 1.4393 | 1.9693 | 2.6666 | 3.5196 | 4.5508 | 5.6899 | 6.6913 | 7.7014 | 8.6176 | 9.5115 | 10.1938 | 10.8037 | 11.1678 | 11.47 | 11.6783 | 11.8511 | 11.9441 | 12.0137 | 12.0347 | 12.0427
Low | kW | GS1SD | 454.039 | 629.211 | 841.7077 | 1141.278 | 1509.6107 | 1974.4925 | 2547.75 | 3209.1791 | 3981.0349 | 4716.6522 | 5447.4843 | 5677.6616 | 5789.4962 | 5942.9933 | 6011.4049 | 6087.7275 | 6091.0471 | 6111.3896 | 6089.2159 | 6090.6416 | 6070.0437 | 6057.5432 | 6032.0366 | 6013.1465 | 5987.3121
Low | kW | GS1SND | 136.1345 | 191.0629 | 258.6558 | 356.8807 | 479.1788 | 647.1476 | 857.9687 | 1127.7864 | 1452.5905 | 1829.1973 | 2235.9202 | 2611.5904 | 2987.6392 | 3311.3743 | 3622.4054 | 3850.4036 | 4048.37 | 4171.0348 | 4269.9359 | 4336.306 | 4389.1361 | 4413.1682 | 4428.4069 | 4430.4346 | 4427.6036
Low | kW | Residential | 0 | 0 | 0 | 0 | 0 | 0 | 0 | 0 | 0 | 0 | 0 | 0 | 0 | 0 | 0 | 0 | 0 | 0 | 0 | 0 | 0 | 0 | 0 | 0 | 0
Med | kWh | GS1PD | 7706.1729 | 17130.2083 | 32453.1232 | 61149.2674 | 100407.5092 | 153031.797 | 215573.5533 | 270973.1738 | 330630.3603 | 377402.8497 | 422924.6055 | 446425.837 | 465742.0269 | 483084.5254 | 497849.8821 | 508681.226 | 517346.5022 | 523008.7863 | 527648.9017 | 531927.7465 | 535960.9376 | 539108.964 | 541322.6636 | 541322.3141 | 540455.2354
Med | kWh | GS1PND | 3188.9223 | 7093.5154 | 13444.0046 | 25469.6555 | 41958.2352 | 64763.0303 | 92006.188 | 116267.6191 | 142492.6029 | 164234.1864 | 185705.5948 | 201277.229 | 215530.0642 | 227810.5462 | 239209.0199 | 247486.8864 | 254882.4861 | 259654.2804 | 264000.0655 | 267131.044 | 270177.7198 | 272452.8578 | 274282.0243 | 274766.7305 | 274824.7591
Med | kWh | GS1SD | 1527248.5911 | 2740892.2587 | 4461127.1978 | 7380062.0586 | 11100692.5491 | 14821693.231 | 18881786.3334 | 22193707.4673 | 25512956.6106 | 28143015.7331 | 30510365.7594 | 31149088.7047 | 31381511.8745 | 31788888.1411 | 31967053.8763 | 32181740.685 | 32232550.6796 | 32320729.1101 | 32334865.6322 | 32415792.9668 | 32474597.9705 | 32537499.7227 | 32539141.2752 | 32485493.7276 | 32378366.0081
Med | kWh | GS1SND | 5442687.7431 | 9886917.7809 | 16257174.0541 | 27249425.2909 | 41388306.0197 | 56241346.888 | 72712436.6019 | 86822326.1963 | 101282225.7589 | 114712420.8898 | 127607109.4765 | 138428356.4589 | 148355370.8077 | 156238378.0468 | 163472665.3342 | 168655937.3825 | 173211849.983 | 176122526.2078 | 178730697.3157 | 180719795.5987 | 182646727.674 | 184107918.8202 | 185264827.9235 | 185648969.7658 | 185746371.5439
Med | kWh | Residential | 18674922.6657 | 29687450.2559 | 43017525.0579 | 55799640.6021 | 66572930.1091 | 75296655.2458 | 81145082.1778 | 88378852.586 | 93983011.7888 | 100831556.9226 | 106230304.1274 | 111086607.2114 | 114788308.0105 | 119213959.4883 | 123015489.4977 | 127324371.8521 | 131182217.0812 | 135445048.0417 | 139559347.7476 | 144471356.3718 | 149465787.2211 | 155162415.7674 | 160773683.9928 | 165864409.5394 | 170828786.7973
Med | kW | GS1PD | 2.7538 | 6.1214 | 11.597 | 21.8515 | 35.8803 | 54.6854 | 77.0345 | 96.8314 | 118.1497 | 134.8637 | 151.1307 | 159.5288 | 166.4314 | 172.6287 | 177.905 | 181.7755 | 184.8721 | 186.8955 | 188.5536 | 190.0826 | 191.5239 | 192.6488 | 193.4399 | 193.4397 | 193.1299
Med | kW | GS1PND | 0.17269 | 0.38415 | 0.72805 | 1.3793 | 2.2722 | 3.5072 | 4.9826 | 6.2964 | 7.7166 | 8.894 | 10.0568 | 10.9001 | 11.6719 | 12.337 | 12.9543 | 13.4025 | 13.8031 | 14.0615 | 14.2968 | 14.4664 | 14.6314 | 14.7546 | 14.8536 | 14.8799 | 14.883
Med | kW | GS1SD | 444.9741 | 798.5772 | 1299.7792 | 2150.2303 | 3234.2608 | 4318.3992 | 5501.3344 | 6466.2847 | 7433.37 | 8199.6553 | 8889.3985 | 9075.4947 | 9143.2127 | 9261.9045 | 9313.8143 | 9376.3647 | 9391.1686 | 9416.86 | 9420.9787 | 9444.5574 | 9461.6907 | 9480.0175 | 9480.4958 | 9464.8652 | 9433.6528
Med | kW | GS1SND | 136.2634 | 247.5293 | 407.0154 | 682.2179 | 1036.1995 | 1408.0609 | 1820.4319 | 2173.6877 | 2535.7064 | 2871.9454 | 3194.7774 | 3465.6987 | 3714.2319 | 3911.5912 | 4092.7091 | 4222.4778 | 4336.5398 | 4409.4116 | 4474.7099 | 4524.5091 | 4572.7518 | 4609.3343 | 4638.2987 | 4647.9161 | 4650.3547
Med | kW | Residential | 0 | 0 | 0 | 0 | 0 | 0 | 0 | 0 | 0 | 0 | 0 | 0 | 0 | 0 | 0 | 0 | 0 | 0 | 0 | 0 | 0 | 0 | 0 | 0 | 0
High | kWh | GS1PD | 7414.1022 | 19907.668 | 41858.5599 | 93745.8806 | 168582.6499 | 273801.5325 | 397867.6089 | 489294.4294 | 581564.1288 | 632318.9158 | 676463.5273 | 693322.3144 | 703704.4019 | 713106.1305 | 719817.7803 | 724323.1641 | 728045.414 | 731954.9571 | 736430.4636 | 740646.826 | 745805.4702 | 750493.6734 | 753900.1888 | 753240.9376 | 751077.1972
High | kWh | GS1PND | 3047.7273 | 8197.7792 | 17253.0963 | 38846.1444 | 70041.3713 | 115295.4551 | 168907.8362 | 207277.2798 | 245922.7912 | 266483.646 | 284147.0564 | 292282.3321 | 297759.7569 | 302295.3574 | 305715.7573 | 307684.7909 | 309323.2136 | 311089.595 | 313100.4221 | 314469.528 | 316220.0691 | 317824.5453 | 318867.3658 | 318498.4692 | 317490.3317
High | kWh | GS1SD | 1421337.9923 | 3142381.7082 | 5845667.906 | 11039945.2907 | 18017443.9485 | 24355067.0431 | 31023383.2532 | 35297901.7771 | 39112789.6521 | 41704087.5088 | 43757583.8201 | 44532778.0348 | 44870267.709 | 45302836.36 | 45556973.4962 | 45770304.9919 | 45931491.3426 | 46056778.5809 | 46213179.5314 | 46397087.8118 | 46636472.3198 | 46828526.7694 | 46935628.5309 | 46880620.1864 | 46731496.026
High | kWh | GS1SND | 5217693.9938 | 11624301.064 | 21746020.105 | 41316859.7308 | 67693161.9305 | 92025258.5636 | 117778555.493 | 132915128.7325 | 146105867.8198 | 154318325.0538 | 160355425.1986 | 163977476.7879 | 166041966.8656 | 167395729.3482 | 168078992.9179 | 168649309.5356 | 169019450.5377 | 169259871.9117 | 169606438.2072 | 170007543.1528 | 170599845.5083 | 171219746.1649 | 171524954.1383 | 171309901.9331 | 170750453.4312
High | kWh | Residential | 22486594.732 | 39896154.1257 | 60743909.4586 | 79041471.0316 | 91148865.2386 | 101724879.9022 | 106603165.9166 | 118050013.9474 | 127320902.4848 | 139566233.1176 | 150492968.4273 | 160156748.943 | 168731341.0107 | 176275723.9367 | 183393908.1767 | 190143898.4257 | 196895701.5824 | 203958217.5713 | 211401027.6103 | 219868381.7201 | 228934960.7132 | 239381863.9922 | 249863564.8383 | 258497651.9208 | 266918810.1669
High | kW | GS1PD | 2.6494 | 7.1139 | 14.958 | 33.4998 | 60.2425 | 97.8421 | 142.1767 | 174.8477 | 207.82 | 225.9571 | 241.732 | 247.7564 | 251.4664 | 254.8261 | 257.2245 | 258.8345 | 260.1646 | 261.5617 | 263.161 | 264.6677 | 266.5111 | 268.1864 | 269.4037 | 269.1681 | 268.3949
High | kW | GS1PND | 0.16505 | 0.44395 | 0.93433 | 2.1037 | 3.7931 | 6.2438 | 9.1471 | 11.225 | 13.3178 | 14.4313 | 15.3879 | 15.8284 | 16.1251 | 16.3707 | 16.5559 | 16.6625 | 16.7513 | 16.8469 | 16.9558 | 17.03 | 17.1248 | 17.2117 | 17.2681 | 17.2481 | 17.1936
High | kW | GS1SD | 414.1163 | 915.5539 | 1703.1743 | 3216.5617 | 5249.5024 | 7096.0112 | 9038.8696 | 10284.2791 | 11395.7721 | 12150.764 | 12749.0638 | 12974.9218 | 13073.2517 | 13199.2835 | 13273.328 | 13335.4836 | 13382.4463 | 13418.9496 | 13464.518 | 13518.1009 | 13587.8472 | 13643.8035 | 13675.0084 | 13658.9813 | 13615.533
High | kW | GS1SND | 130.6304 | 291.0265 | 544.4344 | 1034.4108 | 1694.7691 | 2303.9486 | 2948.7093 | 3327.6692 | 3657.9132 | 3863.5207 | 4014.6658 | 4105.3476 | 4157.0343 | 4190.9271 | 4208.0334 | 4222.3118 | 4231.5787 | 4237.5979 | 4246.2746 | 4256.3166 | 4271.1455 | 4286.6654 | 4294.3066 | 4288.9225 | 4274.9162
High | kW | Residential | 0 | 0 | 0 | 0 | 0 | 0 | 0 | 0 | 0 | 0 | 0 | 0 | 0 | 0 | 0 | 0 | 0 | 0 | 0 | 0 | 0 | 0 | 0 | 0 | 0
Total Lost Revenue
Scenario ↓ | Bill Component ↓ | Service Class ↓, Year → | 2018 | 2019 | 2020 | 2021 | 2022 | 2023 | 2024 | 2025 | 2026 | 2027 | 2028 | 2029 | 2030 | 2031 | 2032 | 2033 | 2034 | 2035 | 2036 | 2037 | 2038 | 2039 | 2040 | 2041 | 2042
Low | kWh | GS1PD | 586.4262 | 1023.6502 | 1668.5673 | 2523.6348 | 3770.534 | 5419.926 | 7342.8597 | 9912.3032 | 12913.424 | 16174.8417 | 19870.5254 | 21878.1685 | 23812.1733 | 26208.6559 | 28548.2832 | 30377.8709 | 32003.1189 | 33140.5645 | 34032.4704 | 35178.2259 | 36133.756 | 36890.6154 | 37639.5074 | 38372.1523 | 38923.6578
Low | kWh | GS1PND | 300.8672 | 525.3972 | 856.7999 | 1304.9738 | 1960.5612 | 2855.07 | 3906.0154 | 5365.4078 | 7088.9323 | 9123.026 | 11471.4966 | 13387.9357 | 15375.3072 | 17553.5494 | 19805.5292 | 21584.592 | 23279.6957 | 24448.6748 | 25462.7572 | 26507.5059 | 27422.5534 | 28109.2015 | 28796.1209 | 29411.7015 | 29890.9741
Low | kWh | GS1SD | 121245.0516 | 168698.0688 | 230430.7965 | 318682.4653 | 443038.6125 | 600265.2413 | 774491.8246 | 989490.2471 | 1228709.3867 | 1449008.2792 | 1682951.7272 | 1733300.3576 | 1758060.7394 | 1841203.8528 | 1903750.732 | 1960393.0291 | 1996005.4077 | 2034595.1708 | 2055612.47 | 2102172.9083 | 2135691.2609 | 2167589.3623 | 2198301.519 | 2234281.6682 | 2259364.0223
Low | kWh | GS1SND | 657746.8222 | 926929.7079 | 1281883.1639 | 1804734.1498 | 2549333.4385 | 3568900.7338 | 4731233.4383 | 6309594.7387 | 8135072.616 | 10195897.1695 | 12534435.4179 | 14579877.1178 | 16684546.8849 | 18868591.7008 | 21101346.1832 | 22809005.4817 | 24405974.4164 | 25548086.9292 | 26521864.0451 | 27540338.1307 | 28418724.0617 | 29062969.1288 | 29703791.6397 | 30300994.7173 | 30755558.9322
Low | kWh | Residential | 1686759.0488 | 2287482.2782 | 3046438.4137 | 3802453.9867 | 4705637.9575 | 5621261.9715 | 6377940.4082 | 7292214.9167 | 8077672.1497 | 8875237.216 | 9547427.5031 | 10021212.9414 | 10348594.877 | 11048623.3557 | 11666935.3897 | 12400245.4183 | 13034664.4048 | 13745977.939 | 14379639.186 | 15250130.574 | 16066095.2229 | 16948553.5581 | 17879283.6293 | 18945016.2223 | 20011461.4531
Low | kW | GS1PD | 22.4567 | 39.2092 | 63.9901 | 96.8921 | 145.1649 | 209.0561 | 283.2261 | 382.6135 | 498.4819 | 624.23 | 767.0769 | 862.7623 | 953.4948 | 1049.733 | 1143.7663 | 1217.3249 | 1282.7319 | 1328.5795 | 1364.5642 | 1410.8746 | 1449.5204 | 1480.1667 | 1510.5235 | 1540.2529 | 1562.6509
Low | kW | GS1PND | 0 | 0 | 0 | 0 | 0 | 0 | 0 | 0 | 0 | 0 | 0 | 0 | 0 | 0 | 0 | 0 | 0 | 0 | 0 | 0 | 0 | 0 | 0 | 0 | 0
Low | kW | GS1SD | 4427.569 | 6161.909 | 8427.1125 | 11667.8461 | 16265.7139 | 22079.3866 | 28487.8192 | 36422.7021 | 45230.5801 | 53327.3823 | 61954.9887 | 65195.0593 | 67154.6206 | 70348.7951 | 72758.8523 | 74939.2127 | 76316.8388 | 77807.0996 | 78623.7946 | 80425.3769 | 81725.5993 | 82961.8917 | 84154.2649 | 85549.4948 | 86524.0553
Low | kW | GS1SND | 0 | 0 | 0 | 0 | 0 | 0 | 0 | 0 | 0 | 0 | 0 | 0 | 0 | 0 | 0 | 0 | 0 | 0 | 0 | 0 | 0 | 0 | 0 | 0 | 0
Low | kW | Residential | 0 | 0 | 0 | 0 | 0 | 0 | 0 | 0 | 0 | 0 | 0 | 0 | 0 | 0 | 0 | 0 | 0 | 0 | 0 | 0 | 0 | 0 | 0 | 0 | 0
Med | kWh | GS1PD | 588.5225 | 1303.9156 | 2491.1604 | 4815.9379 | 8068.8903 | 12563.0859 | 17927.9259 | 22975.8633 | 28340.2636 | 32716.2892 | 37192.2637 | 38983.1474 | 40762.7471 | 43151.895 | 45662.3796 | 47608.7556 | 49328.5498 | 50894.2135 | 52308.1845 | 53897.8509 | 55362.3526 | 56764.2399 | 57931.8501 | 58793.1613 | 59534.6428
Med | kWh | GS1PND | 300.4794 | 666.1599 | 1273.3426 | 2475.7551 | 4162.5046 | 6564.9291 | 9449.2739 | 12176.9198 | 15088.0894 | 17589.445 | 20179.2868 | 21807.8563 | 23475.8547 | 25326.1344 | 27307.685 | 28831.1573 | 30251.3692 | 31453.1396 | 32580.4002 | 33697.0967 | 34745.5221 | 35717.0589 | 36547.6717 | 37157.7776 | 37695.8331
Med | kWh | GS1SD | 118824.381 | 212544.783 | 348867.9096 | 592133.4422 | 908796.5818 | 1239596.8565 | 1599723.9393 | 1917087.4172 | 2227860.4296 | 2485392.7811 | 2733392.4108 | 2770460.8351 | 2797110.8399 | 2891824.8071 | 2985968.9918 | 3067433.6968 | 3129953.069 | 3203087.5774 | 3264567.3197 | 3345086.8292 | 3416322.2858 | 3489134.9844 | 3546532.8585 | 3593339.9927 | 3632487.1164
Med | kWh | GS1SND | 658369.2818 | 1191925.3198 | 1976828.4086 | 3401398.6548 | 5273680.7164 | 7323915.4725 | 9594583.1125 | 11684807.8416 | 13782510.1252 | 15790466.3522 | 17824007.3179 | 19347139.251 | 20897216.0082 | 22463402.8734 | 24136371.4485 | 25412711.8655 | 26591336.3319 | 27596899.9947 | 28532887.2635 | 29490898.8033 | 30387333.5913 | 31225182.5121 | 31938723.9787 | 32482755.9829 | 32964340.74
Med | kWh | Residential | 2076658.5147 | 3338024.2083 | 4934019.7971 | 6622410.3588 | 8123057.6766 | 9471943.2097 | 10454831.5798 | 11778643.7951 | 12778596.656 | 13984970.3726 | 15106704.4911 | 15969759.8364 | 16787453.3822 | 17961245.1669 | 19196998.9897 | 20498418.8473 | 21749410.5146 | 23179543.3018 | 24583168.0811 | 26281938.1994 | 28044406.585 | 29977331.7133 | 32113633.0636 | 34297078.0538 | 36555793.6755
Med | kW | GS1PD | 22.537 | 49.9225 | 95.426 | 184.7555 | 309.9062 | 483.0923 | 689.8776 | 885.0488 | 1092.3189 | 1261.73 | 1435.4146 | 1537.2922 | 1632.3957 | 1728.5339 | 1829.7149 | 1908.1891 | 1977.5698 | 2040.8359 | 2097.9942 | 2162.2983 | 2221.5351 | 2278.2724 | 2325.5468 | 2360.4956 | 2390.6223
Med | kW | GS1PND | 0 | 0 | 0 | 0 | 0 | 0 | 0 | 0 | 0 | 0 | 0 | 0 | 0 | 0 | 0 | 0 | 0 | 0 | 0 | 0 | 0 | 0 | 0 | 0 | 0
Med | kW | GS1SD | 4339.1721 | 7760.0726 | 12743.6717 | 21662.3724 | 33285.4089 | 45455.4623 | 58702.8785 | 70422.3552 | 81885.5504 | 91405.3578 | 100600.8366 | 104205.8789 | 106854.7069 | 110501.9349 | 114137.2518 | 117280.2821 | 119697.4132 | 122523.6767 | 124902.1983 | 128014.5678 | 130768.6409 | 133583.569 | 135804.6829 | 137618.4012 | 139138.0576
Med | kW | GS1SND | 0 | 0 | 0 | 0 | 0 | 0 | 0 | 0 | 0 | 0 | 0 | 0 | 0 | 0 | 0 | 0 | 0 | 0 | 0 | 0 | 0 | 0 | 0 | 0 | 0
Med | kW | Residential | 0 | 0 | 0 | 0 | 0 | 0 | 0 | 0 | 0 | 0 | 0 | 0 | 0 | 0 | 0 | 0 | 0 | 0 | 0 | 0 | 0 | 0 | 0 | 0 | 0
High | kWh | GS1PD | 566.217 | 1515.3301 | 3213.1388 | 7383.152 | 13547.5416 | 22477.6304 | 33088.2007 | 41487.3611 | 49849.2658 | 54814.447 | 59488.6407 | 60542.8355 | 61589.7275 | 63698.7509 | 66021.0917 | 67791.2271 | 69418.5122 | 71226.8567 | 73005.6302 | 75046.4183 | 77038.3484 | 79021.5073 | 80681.6999 | 81809.6997 | 82736.0153
High | kWh | GS1PND | 287.1752 | 769.8626 | 1634.1189 | 3776.0048 | 6948.5175 | 11687.3235 | 17347.2724 | 21708.5275 | 26039.9837 | 28540.3395 | 30876.2101 | 31668.0189 | 32432.435 | 33606.7535 | 34899.9783 | 35843.9541 | 36712.8039 | 37683.7402 | 38639.9036 | 39668.5834 | 40666.682 | 41665.0356 | 42488.6022 | 43071.7914 | 43547.978
High | kWh | GS1SD | 110584.2285 | 243678.6183 | 457141.4022 | 885781.2786 | 1475060.3533 | 2036910.6334 | 2628397.97 | 3049024.7495 | 3415434.6627 | 3683011.054 | 3920197.1051 | 3960832.3246 | 3999396.6097 | 4121184.2778 | 4255372.1325 | 4362640.8284 | 4460193.4772 | 4564373.9913 | 4665738.7525 | 4787860.2727 | 4906149.1034 | 5021622.8172 | 5115646.6427 | 5185637.8976 | 5242746.2585
High | kWh | GS1SND | 631153.1378 | 1401376.9579 | 2644257.2475 | 5157360.5538 | 8625434.5016 | 11983802.8843 | 15541167.2659 | 17888114.8032 | 19882122.3317 | 21242323.1973 | 22398252.6047 | 22917956.686 | 23388535.4411 | 24067567.4866 | 24816485.3584 | 25411713.1959 | 25947722.724 | 26521580.5089 | 27076274.2675 | 27742811.6511 | 28383067.5868 | 29039314.8645 | 29570038.8848 | 29973868.15 | 30303020.6277
High | kWh | Residential | 2500517.9005 | 4485879.6272 | 6967198.8665 | 9380796.2002 | 11121750.0608 | 12796481.8929 | 13734882.2087 | 15733051.7834 | 17311452.6526 | 19357329.1411 | 21401170.0399 | 23024060.9648 | 24676463.7482 | 26558395.5788 | 28619263.1868 | 30611965.443 | 32644405.1454 | 34904622.9767 | 37237971.3587 | 39998013.2083 | 42955282.5375 | 46248503.5925 | 49908832.3281 | 53451576.3163 | 57118177.4191
High | kW | GS1PD | 21.6828 | 58.0169 | 123.082 | 283.2425 | 520.3277 | 864.3395 | 1273.2542 | 1598.1266 | 1921.3404 | 2113.9632 | 2295.9308 | 2387.4939 | 2466.4385 | 2551.5785 | 2645.4989 | 2717.1153 | 2782.9717 | 2856.166 | 2928.1343 | 3010.7461 | 3091.3317 | 3171.5833 | 3238.7896 | 3284.5901 | 3322.2768
High | kW | GS1PND | 0 | 0 | 0 | 0 | 0 | 0 | 0 | 0 | 0 | 0 | 0 | 0 | 0 | 0 | 0 | 0 | 0 | 0 | 0 | 0 | 0 | 0 | 0 | 0 | 0
High | kW | GS1SD | 4038.2621 | 8896.7781 | 16698.7555 | 32405.0672 | 54025.2769 | 74692.6019 | 96450.7206 | 112002.9801 | 125535.1293 | 135450.1976 | 144280.4579 | 148979.5518 | 152784.2037 | 157478.0172 | 162659.5862 | 166801.2409 | 170569.2098 | 174595.2522 | 178510.9541 | 183228.6858 | 187795.6459 | 192255.76 | 195889.5625 | 198600.5216 | 200817.1006
High | kW | GS1SND | 0 | 0 | 0 | 0 | 0 | 0 | 0 | 0 | 0 | 0 | 0 | 0 | 0 | 0 | 0 | 0 | 0 | 0 | 0 | 0 | 0 | 0 | 0 | 0 | 0
High | kW | Residential | 0 | 0 | 0 | 0 | 0 | 0 | 0 | 0 | 0 | 0 | 0 | 0 | 0 | 0 | 0 | 0 | 0 | 0 | 0 | 0 | 0 | 0 | 0 | 0 | 0
Parameter | kW impacts per customer with solar
GS1PD Peak Load | 24.2099
GS1PND Peak Load | 0.36689
GS1SD Peak Load | 7.8957
GS1SND Peak Load | 0.16962
Residential Peak Load | 0

## Admin Costs
Admin Costs, $/kWh
Scenario ↓ | CO2 Price ↓ | Levelized $/kWh, 25 yrs | 2018 | 2019 | 2020 | 2021 | 2022 | 2023 | 2024 | 2025 | 2026 | 2027 | 2028 | 2029 | 2030 | 2031 | 2032 | 2033 | 2034 | 2035 | 2036 | 2037 | 2038 | 2039 | 2040 | 2041 | 2042
Low | N/A | -0.0027867 | -0.0078257 | -0.0071541 | -0.0065366 | -0.0058545 | -0.0054766 | -0.0051319 | -0.0049784 | -0.0050667 | -0.0048025 | -0.0047006 | -0.0040805 | -0.0033176 | -0.0028501 | -0.0025756 | -0.0022273 | -0.0017852 | -0.0014467 | -0.0010494 | -0.00083264 | -0.0007323 | -0.00061993 | -0.00048796 | -0.00041699 | -0.00039317 | -0.00037538
Med | N/A | -0.0026816 | -0.01059 | -0.010859 | -0.0093709 | -0.0082187 | -0.0067144 | -0.0052838 | -0.0043382 | -0.0036866 | -0.0031683 | -0.0029328 | -0.002482 | -0.0020036 | -0.0016831 | -0.0014922 | -0.0013082 | -0.0011178 | -0.0009812 | -0.00083639 | -0.00078038 | -0.00080476 | -0.00080686 | -0.00083456 | -0.00078704 | -0.00064149 | -0.00059722
High | N/A | -0.0026177 | -0.012749 | -0.012932 | -0.010629 | -0.009041 | -0.0070365 | -0.0052802 | -0.004062 | -0.0031701 | -0.0025082 | -0.0021458 | -0.0017114 | -0.0012973 | -0.0010221 | -0.00085464 | -0.00074411 | -0.00069978 | -0.00068104 | -0.00069877 | -0.000745 | -0.00084919 | -0.00092343 | -0.0010507 | -0.0010161 | -0.00081477 | -0.0007977
Admin Costs, nominal $
Scenario ↓ | CO2 Price ↓ | Discounted $ (2018) | 2018 | 2019 | 2020 | 2021 | 2022 | 2023 | 2024 | 2025 | 2026 | 2027 | 2028 | 2029 | 2030 | 2031 | 2032 | 2033 | 2034 | 2035 | 2036 | 2037 | 2038 | 2039 | 2040 | 2041 | 2042
Low | N/A | -4783465.9731 | -173537.4596 | -214537.0957 | -256604.053 | -289799.4783 | -335773.0562 | -383149.3871 | -449664.0923 | -550263.9099 | -620179.9748 | -714350.4133 | -713017.264 | -640205.9595 | -597851.8326 | -581855.4393 | -536486.9599 | -450292.031 | -378900.5054 | -282321.7003 | -229125.1912 | -204665.4649 | -175782.3277 | -139917.055 | -120943.059 | -114753.3379 | -110388.1658
Med | N/A | -6724550.4384 | -271693.4369 | -459749.0312 | -599030.3222 | -743925.4932 | -800389.7285 | -774487.9144 | -752401.2609 | -729136.1436 | -700995.3296 | -716266.2229 | -659096.9135 | -563635.79 | -496871.5581 | -459523.8039 | -418491.6685 | -367678.3176 | -331054.7264 | -288280.5443 | -274850.7818 | -288431.6187 | -294821.2274 | -310971.4075 | -299267.5561 | -246855.183 | -232776.1772
High | N/A | -8635499.9813 | -371461.5313 | -707275.7776 | -941651.329 | -1189169.0758 | -1246159.1564 | -1153703.4862 | -1042074.1167 | -909704.5523 | -785986.8371 | -722026.1955 | -609885.5297 | -479537.3492 | -389069.1755 | -333302.2604 | -296860.3964 | -283826.6848 | -281189.9618 | -293706.2222 | -319773.8574 | -371373.2527 | -412990.7768 | -481740.5411 | -478034.5321 | -389266.1349 | -387259.6053
Solar Energy Produced, kWh at meter
Scenario ↓ |  | Discounted kWh | 2018 | 2019 | 2020 | 2021 | 2022 | 2023 | 2024 | 2025 | 2026 | 2027 | 2028 | 2029 | 2030 | 2031 | 2032 | 2033 | 2034 | 2035 | 2036 | 2037 | 2038 | 2039 | 2040 | 2041 | 2042
Low |  | 1716528508.3399 | 22175419.6425 | 29988025.6933 | 39256435.4345 | 49500625.6708 | 61310493.7055 | 74660677.8876 | 90323669.9376 | 108604637.9187 | 129135587.3664 | 151969812.9211 | 174736587.3288 | 192970902.4699 | 209767885.8237 | 225914550.3628 | 240867217.1424 | 252240915.1558 | 261913681.374 | 269024020.2364 | 275177681.6774 | 279483878.4169 | 283553198.9652 | 286740337.1191 | 290037535.7462 | 291870010.7079 | 294068281.5348
Med |  | 2507706108.8462 | 25655754.0951 | 42339484.0192 | 63924528.8945 | 90515746.8745 | 119204294.4222 | 146577490.1921 | 173434331.8866 | 197782127.0425 | 221251317.1216 | 244228630.5816 | 265549639.3962 | 281311755.4411 | 295206462.7839 | 307952120.7478 | 319906929.9796 | 328918218.032 | 337398846.7322 | 344670966.4262 | 352203371.3016 | 358406003.7278 | 365393251.5229 | 372619396.1322 | 380242708.5465 | 384814962.0775 | 389768804.3439
High |  | 3298883709.3525 | 29136088.5476 | 54690942.3452 | 88592622.3545 | 131530868.0782 | 177098095.1389 | 218494302.4965 | 256544993.8355 | 286959616.1663 | 313367046.8768 | 336487448.242 | 356362691.4635 | 369652608.4123 | 380645039.7441 | 389989691.1329 | 398946642.8168 | 405595520.9082 | 412884012.0903 | 420317912.6161 | 429229060.9257 | 437328129.0387 | 447233304.0806 | 458498455.1452 | 470447881.3467 | 477759913.4471 | 485469327.1531

## Interconnection Costs
Interconnection Costs, $/kWh
Scenario ↓ | CO2 Price ↓ | Levelized $/kWh, 25 yrs | 2018 | 2019 | 2020 | 2021 | 2022 | 2023 | 2024 | 2025 | 2026 | 2027 | 2028 | 2029 | 2030 | 2031 | 2032 | 2033 | 2034 | 2035 | 2036 | 2037 | 2038 | 2039 | 2040 | 2041 | 2042
Low | N/A | 0 | 0 | 0 | 0 | 0 | 0 | 0 | 0 | 0 | 0 | 0 | 0 | 0 | 0 | 0 | 0 | 0 | 0 | 0 | 0 | 0 | 0 | 0 | 0 | 0 | 0
Med | N/A | 0 | 0 | 0 | 0 | 0 | 0 | 0 | 0 | 0 | 0 | 0 | 0 | 0 | 0 | 0 | 0 | 0 | 0 | 0 | 0 | 0 | 0 | 0 | 0 | 0 | 0
High | N/A | 0 | 0 | 0 | 0 | 0 | 0 | 0 | 0 | 0 | 0 | 0 | 0 | 0 | 0 | 0 | 0 | 0 | 0 | 0 | 0 | 0 | 0 | 0 | 0 | 0 | 0
Interconnection Costs, nominal $
Scenario ↓ | CO2 Price ↓ | Discounted $ (2018) | 2018 | 2019 | 2020 | 2021 | 2022 | 2023 | 2024 | 2025 | 2026 | 2027 | 2028 | 2029 | 2030 | 2031 | 2032 | 2033 | 2034 | 2035 | 2036 | 2037 | 2038 | 2039 | 2040 | 2041 | 2042
Low | N/A | 0 | 0 | 0 | 0 | 0 | 0 | 0 | 0 | 0 | 0 | 0 | 0 | 0 | 0 | 0 | 0 | 0 | 0 | 0 | 0 | 0 | 0 | 0 | 0 | 0 | 0
Med | N/A | 0 | 0 | 0 | 0 | 0 | 0 | 0 | 0 | 0 | 0 | 0 | 0 | 0 | 0 | 0 | 0 | 0 | 0 | 0 | 0 | 0 | 0 | 0 | 0 | 0 | 0
High | N/A | 0 | 0 | 0 | 0 | 0 | 0 | 0 | 0 | 0 | 0 | 0 | 0 | 0 | 0 | 0 | 0 | 0 | 0 | 0 | 0 | 0 | 0 | 0 | 0 | 0 | 0
Solar Energy Produced, kWh at meter
Scenario ↓ |  | Discounted kWh | 2018 | 2019 | 2020 | 2021 | 2022 | 2023 | 2024 | 2025 | 2026 | 2027 | 2028 | 2029 | 2030 | 2031 | 2032 | 2033 | 2034 | 2035 | 2036 | 2037 | 2038 | 2039 | 2040 | 2041 | 2042
Low |  | 1716528508.3399 | 22175419.6425 | 29988025.6933 | 39256435.4345 | 49500625.6708 | 61310493.7055 | 74660677.8876 | 90323669.9376 | 108604637.9187 | 129135587.3664 | 151969812.9211 | 174736587.3288 | 192970902.4699 | 209767885.8237 | 225914550.3628 | 240867217.1424 | 252240915.1558 | 261913681.374 | 269024020.2364 | 275177681.6774 | 279483878.4169 | 283553198.9652 | 286740337.1191 | 290037535.7462 | 291870010.7079 | 294068281.5348
Med |  | 2507706108.8462 | 25655754.0951 | 42339484.0192 | 63924528.8945 | 90515746.8745 | 119204294.4222 | 146577490.1921 | 173434331.8866 | 197782127.0425 | 221251317.1216 | 244228630.5816 | 265549639.3962 | 281311755.4411 | 295206462.7839 | 307952120.7478 | 319906929.9796 | 328918218.032 | 337398846.7322 | 344670966.4262 | 352203371.3016 | 358406003.7278 | 365393251.5229 | 372619396.1322 | 380242708.5465 | 384814962.0775 | 389768804.3439
High |  | 3298883709.3525 | 29136088.5476 | 54690942.3452 | 88592622.3545 | 131530868.0782 | 177098095.1389 | 218494302.4965 | 256544993.8355 | 286959616.1663 | 313367046.8768 | 336487448.242 | 356362691.4635 | 369652608.4123 | 380645039.7441 | 389989691.1329 | 398946642.8168 | 405595520.9082 | 412884012.0903 | 420317912.6161 | 429229060.9257 | 437328129.0387 | 447233304.0806 | 458498455.1452 | 470447881.3467 | 477759913.4471 | 485469327.1531

## Integration Costs
Integration Costs, $/kWh
Scenario ↓ | CO2 Price ↓ | Levelized $/kWh, 25 yrs | 2018 | 2019 | 2020 | 2021 | 2022 | 2023 | 2024 | 2025 | 2026 | 2027 | 2028 | 2029 | 2030 | 2031 | 2032 | 2033 | 2034 | 2035 | 2036 | 2037 | 2038 | 2039 | 2040 | 2041 | 2042
Low | N/A | 0 | 0 | 0 | 0 | 0 | 0 | 0 | 0 | 0 | 0 | 0 | 0 | 0 | 0 | 0 | 0 | 0 | 0 | 0 | 0 | 0 | 0 | 0 | 0 | 0 | 0
Med | N/A | 0 | 0 | 0 | 0 | 0 | 0 | 0 | 0 | 0 | 0 | 0 | 0 | 0 | 0 | 0 | 0 | 0 | 0 | 0 | 0 | 0 | 0 | 0 | 0 | 0 | 0
High | N/A | 0 | 0 | 0 | 0 | 0 | 0 | 0 | 0 | 0 | 0 | 0 | 0 | 0 | 0 | 0 | 0 | 0 | 0 | 0 | 0 | 0 | 0 | 0 | 0 | 0 | 0
Integration Costs, nominal $
Scenario ↓ | CO2 Price ↓ | Discounted $ (2018) | 2018 | 2019 | 2020 | 2021 | 2022 | 2023 | 2024 | 2025 | 2026 | 2027 | 2028 | 2029 | 2030 | 2031 | 2032 | 2033 | 2034 | 2035 | 2036 | 2037 | 2038 | 2039 | 2040 | 2041 | 2042
Low | N/A | 0 | 0 | 0 | 0 | 0 | 0 | 0 | 0 | 0 | 0 | 0 | 0 | 0 | 0 | 0 | 0 | 0 | 0 | 0 | 0 | 0 | 0 | 0 | 0 | 0 | 0
Med | N/A | 0 | 0 | 0 | 0 | 0 | 0 | 0 | 0 | 0 | 0 | 0 | 0 | 0 | 0 | 0 | 0 | 0 | 0 | 0 | 0 | 0 | 0 | 0 | 0 | 0 | 0
High | N/A | 0 | 0 | 0 | 0 | 0 | 0 | 0 | 0 | 0 | 0 | 0 | 0 | 0 | 0 | 0 | 0 | 0 | 0 | 0 | 0 | 0 | 0 | 0 | 0 | 0 | 0
Solar Energy Produced, kWh at meter
Scenario ↓ |  | Discounted kWh | 2018 | 2019 | 2020 | 2021 | 2022 | 2023 | 2024 | 2025 | 2026 | 2027 | 2028 | 2029 | 2030 | 2031 | 2032 | 2033 | 2034 | 2035 | 2036 | 2037 | 2038 | 2039 | 2040 | 2041 | 2042
Low |  | 1716528508.3399 | 22175419.6425 | 29988025.6933 | 39256435.4345 | 49500625.6708 | 61310493.7055 | 74660677.8876 | 90323669.9376 | 108604637.9187 | 129135587.3664 | 151969812.9211 | 174736587.3288 | 192970902.4699 | 209767885.8237 | 225914550.3628 | 240867217.1424 | 252240915.1558 | 261913681.374 | 269024020.2364 | 275177681.6774 | 279483878.4169 | 283553198.9652 | 286740337.1191 | 290037535.7462 | 291870010.7079 | 294068281.5348
Med |  | 2507706108.8462 | 25655754.0951 | 42339484.0192 | 63924528.8945 | 90515746.8745 | 119204294.4222 | 146577490.1921 | 173434331.8866 | 197782127.0425 | 221251317.1216 | 244228630.5816 | 265549639.3962 | 281311755.4411 | 295206462.7839 | 307952120.7478 | 319906929.9796 | 328918218.032 | 337398846.7322 | 344670966.4262 | 352203371.3016 | 358406003.7278 | 365393251.5229 | 372619396.1322 | 380242708.5465 | 384814962.0775 | 389768804.3439
High |  | 3298883709.3525 | 29136088.5476 | 54690942.3452 | 88592622.3545 | 131530868.0782 | 177098095.1389 | 218494302.4965 | 256544993.8355 | 286959616.1663 | 313367046.8768 | 336487448.242 | 356362691.4635 | 369652608.4123 | 380645039.7441 | 389989691.1329 | 398946642.8168 | 405595520.9082 | 412884012.0903 | 420317912.6161 | 429229060.9257 | 437328129.0387 | 447233304.0806 | 458498455.1452 | 470447881.3467 | 477759913.4471 | 485469327.1531

## Rate Summary
NorthWestern Energy MT Rates as of November 1, 2017 (adjusted for taxes, if necessary)
Residential Electric Rates |  |  | *Total Rate includes any applicable Tax
Rate Description | Links To Tariff Sheets | Total Rate* | NOTES:
Residential Supply-Energy | 3 ESS-1 | 0.066245 | "Total Rate" in $/kWh. Should escalate through 2050.
Residential Supply Deferred Costs | 3 ESS-1 | 0.001805 | "Total Rate" in $/kWh. Should escalate through 2050.
Residential Transmission Energy | 3 ESS-1 | 0.009647 | "Total Rate" in $/kWh. Should escalate through 2050.
Residential Distribution Energy | 2 REDS-1 | 0.031746 | "Total Rate" in $/kWh. Should escalate through 2050.
Residential BPA Exchange Credit | 2 REDS-1 | -0.002818 | "Total Rate" in $/kWh. Should remain steady (NO escalation) through 2050.
Residential CTC-QF | 2 CTC-QF-1 | 0.003241 | "Total Rate" in $/kWh. Should remain steady (NO escalation) through drop off in June 2029.
Residential USBC | 2 E-USBC-1 | 0.001334 | "Total Rate" in $/kWh. Should remain steady (NO escalation) through 2050.
Residential Distribution Service Charge | 1 REDS-1 | 4.1 | Distribution Service Charge is $/Month.
General Service - 1 Primary Non Demand Electric Rates |  |  | *Total Rate includes any applicable Tax
Rate Description | Links To Tariff Sheets | Total Rate* | NOTES:
GS-1 Supply-Energy | 3 ESS-1 | 0.064429 | "Total Rate" in $/kWh. Should escalate through 2050.
GS-1 Supply Deferred Costs | 3 ESS-1 | 0.001756 | "Total Rate" in $/kWh. Should escalate through 2050.
GS-1 Transmission Energy | 3 ESS-1 | 0.0087865 | "Total Rate" in $/kWh. Should escalate through 2050.
GS-1 Distribution Energy | 2 GSEDS-1 | 0.021747 | "Total Rate" in $/kWh. Should escalate through 2050.
GS-1 CTC-QF | 2 CTC-QF-1 | 0.003152 | "Total Rate" in $/kWh. Should remain steady (NO escalation) through drop off in June 2029.
GS-1 USBC | 2 E-USBC-1 | 0.001143 | "Total Rate" in $/kWh. Should remain steady (NO escalation) through 2050.
GS-1 Distribution Service Charge | 1 GSEDS-1 | 6.3 | Distribution Service Charge is $/Month.
General Service - 1 Primary Demand Electric Rates |  |  | *Total Rate includes any applicable Tax
Rate Description | Links To Tariff Sheets | Total Rate* | NOTES:
GS-1 Supply-Energy | 3 ESS-1 | 0.062796 | "Total Rate" in $/kWh. Should escalate through 2050.
GS-1 Supply Deferred Costs | 3 ESS-1 | 0.001756 | "Total Rate" in $/kWh. Should escalate through 2050.
GS-1 Transmission-Demand | 3 ESS-1 | 3.9008 | "Total Rate" in $/kW. Should escalate through 2050.
GS-1 Distribution Energy | 2 GSEDS-1 | 0.0075233 | "Total Rate" in $/kWh. Should escalate through 2050.
GS-1 Distribution-Demand | 2 GSEDS-1 | 4.2833 | "Total Rate" in $/kW. Should escalate through 2050.
GS-1 CTC-QF | 2 CTC-QF-1 | 0.003152 | "Total Rate" in $/kWh. Should remain steady (NO escalation) through drop off in June 2029.
GS-1 USBC | 2 E-USBC-1 | 0.001143 | "Total Rate" in $/kWh. Should remain steady (NO escalation) through 2050.
GS-1 Distribution Service Charge | 1 GSEDS-1 | 19.85 | Distribution Service Charge is $/Month.
General Service - 1 Secondary Non Demand Electric Rates |  |  | *Total Rate includes any applicable Tax
Rate Description | Links To Tariff Sheets | Total Rate* | NOTES:
GS-1 Supply-Energy | 3 ESS-1 | 0.064402 | "Total Rate" in $/kWh. Should escalate through 2050.
GS-1 Supply Deferred Costs | 3 ESS-1 | 0.001805 | "Total Rate" in $/kWh. Should escalate through 2050.
GS-1 Transmission Energy | 3 ESS-1 | 0.0083987 | "Total Rate" in $/kWh. Should escalate through 2050.
GS-1 Distribution Energy | 2 GSEDS-1 | 0.041974 | "Total Rate" in $/kWh. Should escalate through 2050.
GS-1 CTC-QF | 2 CTC-QF-1 | 0.003241 | "Total Rate" in $/kWh. Should remain steady (NO escalation) through drop off in June 2029.
GS-1 USBC | 2 E-USBC-1 | 0.001143 | "Total Rate" in $/kWh. Should remain steady (NO escalation) through 2050.
GS-1 Distribution Service Charge | 1 GSEDS-1 | 5.85 | Distribution Service Charge is $/Month.
General Service - 1 Secondary Demand Electric Rates |  |  | *Total Rate includes any applicable Tax
Rate Description | Links To Tariff Sheets | Total Rate* | NOTES:
GS-1 Supply-Energy | 3 ESS-1 | 0.066244 | "Total Rate" in $/kWh. Should escalate through 2050.
GS-1 Supply Deferred Costs | 3 ESS-1 | 0.001805 | "Total Rate" in $/kWh. Should escalate through 2050.
GS-1 Transmission-Demand | 3 ESS-1 | 3.2093 | "Total Rate" in $/kW. Should escalate through 2050.
GS-1 Distribution Energy | 2 GSEDS-1 | 0.0053699 | "Total Rate" in $/kWh. Should escalate through 2050.
GS-1 Distribution-Demand | 2 GSEDS-1 | 6.5422 | "Total Rate" in $/kW. Should escalate through 2050.
GS-1 CTC-QF | 2 CTC-QF-1 | 0.003241 | "Total Rate" in $/kWh. Should remain steady (NO escalation) through drop off in June 2029.
GS-1 USBC | 2 E-USBC-1 | 0.001143 | "Total Rate" in $/kWh. Should remain steady (NO escalation) through 2050.
GS-1 Distribution Service Charge | 1 GSEDS-1 | 7.35 | Distribution Service Charge is $/Month.

## Adoption Forecasts
Installed Effective Capacity (MW Nameplate)
Year | Low | Medium | High
2014 | 4.819 | 4.819 | 4.819
2015 | 6.4655 | 6.4655 | 6.4655
2016 | 8.1046 | 8.1046 | 8.1046
2017 | 11.6571 | 11.6571 | 11.6571
2018 | 16.3658 | 18.9344 | 21.5029
2019 | 22.1317 | 31.2473 | 40.3629
2020 | 28.9072 | 47.072 | 65.2368
2021 | 36.5323 | 66.8022 | 97.0721
2022 | 45.2482 | 87.9748 | 130.7015
2023 | 55.1009 | 108.1767 | 161.2526
2024 | 66.5115 | 127.7116 | 188.9117
2025 | 80.1521 | 145.9667 | 211.7812
2026 | 95.3043 | 163.2873 | 231.2703
2027 | 112.1564 | 180.245 | 248.3336
2028 | 128.6706 | 195.5425 | 262.4143
2029 | 142.4159 | 207.613 | 272.8101
2030 | 154.8124 | 217.8675 | 280.9227
2031 | 166.7289 | 227.274 | 287.8192
2032 | 177.3671 | 235.5695 | 293.7718
2033 | 186.1582 | 242.7474 | 299.3366
2034 | 193.2969 | 249.0062 | 304.7156
2035 | 198.5444 | 254.3732 | 310.202
2036 | 202.6322 | 259.3516 | 316.0709
2037 | 206.264 | 264.5099 | 322.7558
2038 | 209.2672 | 269.6666 | 330.066
2039 | 211.6194 | 274.9996 | 338.3799
2040 | 213.5746 | 279.9988 | 346.4231
2041 | 215.4052 | 284.0002 | 352.5952
2042 | 217.0275 | 287.6562 | 358.2848
2043 | 218.3282 | 291.3658 | 364.4034
2044 | 219.67 | 295.2144 | 370.7588
2045 | 221.3579 | 299.4232 | 377.4886
2046 | 223.4429 | 303.9785 | 384.5141
2047 | 226.1604 | 309.0717 | 391.983
2048 | 229.2593 | 314.3062 | 399.3532
2049 | 232.5481 | 319.3109 | 406.0738
2050 | 236.0889 | 324.2105 | 412.332
Low = directly uses the "unfavorable" forecast from NREL
Medium = average of Low and High
High = maximum NEM limit in 2042. Scales the rest of the data points based on the shape of the "central+" forecast.
All values in this tab are post-degradation.

## Interpolation
Year | Unfavorable | x^2 | x | c | Year | Unfavorable+ | x^2 | x | c | Year | Central+ | x^2 | x | c | Original Data from NREL
2014 | 4.819 |  |  |  | 2014 | 4.819 |  |  |  | 2014 | 4.819 |  |  |  | year | unfavorable | central | favorable | unfavorable+ | central+ | favorable+
2015 | 6.4896 | 0.00041464 | 0 | -1677.0429 | 2015 | 6.4896 | 0.00041464 | 0 | -1677.0429 | 2015 | 6.4896 | 0.00041464 | 0 | -1677.0429 | 2014 | 4.819 | 4.819 | 4.819 | 4.819 | 4.819 | 4.819
2016 | 8.161 |  |  |  | 2016 | 8.161 |  |  |  | 2016 | 8.161 |  |  |  | 2016 | 8.161 | 8.161 | 8.161 | 8.161 | 8.161 | 8.161
2017 | 11.754 | 0.58699 | -2363.8375 | 2379823.8109 | 2017 | 19.5695 | 4.1785 | -16838.8785 | 16964615.8961 | 2017 | 19.9509 | 5.1471 | -20743.4347 | 20899472.1251 | 2018 | 16.5211 | 17.0565 | 17.7506 | 39.3351 | 42.0351 | 45.1559
2018 | 16.5211 |  |  |  | 2018 | 39.3351 |  |  |  | 2018 | 42.0351 |  |  |  | 2020 | 29.2549 | 31.3296 | 33.7586 | 109.5334 | 127.7314 | 149.273
2019 | 22.3687 | 0.51926 | -2090.4614 | 2103982.2705 | 2019 | 70.9416 | 3.4926 | -14071.5136 | 14173187.8407 | 2019 | 78.9407 | 5.9426 | -23954.6211 | 24140310.3803 | 2022 | 45.9231 | 52.4135 | 58.6622 | 196.5897 | 256.687 | 327.886
2020 | 29.2549 |  |  |  | 2020 | 109.5334 |  |  |  | 2020 | 127.7314 |  |  |  | 2024 | 67.6882 | 83.892 | 97.4757 | 249.6921 | 372.7888 | 512.1739
2021 | 37.0246 | 0.56445 | -2272.9998 | 2288305.5124 | 2021 | 154.1301 | -1.0685 | 4354.767 | -4436621.2927 | 2021 | 190.3089 | 1.9003 | -7625.1271 | 7648731.7697 | 2026 | 97.2143 | 131.6358 | 156.96 | 265.121 | 459.1054 | 634.0768
2022 | 45.9231 |  |  |  | 2022 | 196.5897 |  |  |  | 2022 | 256.687 |  |  |  | 2028 | 131.6178 | 199.3992 | 240.9638 | 265.5337 | 524.3692 | 699.0449
2023 | 56.002 | 0.80362 | -3240.1613 | 3266067.2903 | 2023 | 227.6176 | -4.4767 | 18138.792 | -18373452.686 | 2023 | 317.4028 | -2.6649 | 10837.8279 | -11018295.0433 | 2030 | 159.1151 | 284.1552 | 344.6754 | 265.5493 | 565.5884 | 726.7378
2024 | 67.6882 |  |  |  | 2024 | 249.6921 |  |  |  | 2024 | 372.7888 |  |  |  | 2032 | 183.2775 | 376.3447 | 459.2247 | 265.5581 | 596.1225 | 760.0751
2025 | 81.6613 | 0.78991 | -3184.787 | 3210168.8859 | 2025 | 260.6996 | -3.2931 | 13348.1754 | -13526018.863 | 2025 | 419.1245 | -3.1774 | 12912.8406 | -13118855.9991 | 2034 | 201.0249 | 463.9054 | 570.7671 | 265.5738 | 623.1863 | 794.2877
2026 | 97.2143 |  |  |  | 2026 | 265.121 |  |  |  | 2026 | 459.1054 |  |  |  | 2036 | 212.3195 | 540.0287 | 669.936 | 265.6079 | 651.2629 | 827.2959
2027 | 114.5429 | -0.1268 | 529.5008 | -552177.0586 | 2027 | 265.3274 | -0.96333 | 3907.7378 | -3962657.6265 | 2027 | 494.5559 | -2.8186 | 11458.7488 | -11645564.9205 | 2038 | 220.9989 | 606.1456 | 754.4535 | 265.8236 | 684.7085 | 858.6305
2028 | 131.6178 |  |  |  | 2028 | 265.5337 |  |  |  | 2028 | 524.3692 |  |  |  | 2040 | 227.4107 | 665.2344 | 824.7345 | 266.4137 | 723.0382 | 887.7078
2029 | 146.0065 | -0.64007 | 2611.6864 | -2663901.2666 | 2029 | 265.5415 | -0.025247 | 102.5167 | -103804.8884 | 2029 | 547.1494 | -2.1706 | 8830.9189 | -8981361.4937 | 2042 | 233.0086 | 715.0828 | 881.2722 | 267.4949 | 752.9184 | 910.7161
2030 | 159.1151 |  |  |  | 2030 | 265.5493 |  |  |  | 2030 | 565.5884 |  |  |  | 2044 | 237.8278 | 760.0489 | 927.889 | 268.8702 | 784.2201 | 933.8581
2031 | 171.8057 | -0.60936 | 2486.8566 | -2537030.3759 | 2031 | 265.5537 | 2.3659e-06 | -0.0031654 | 262.2236 | 2031 | 581.7402 | -0.88472 | 3610.0705 | -3682047.552 | 2046 | 243.8059 | 802.5339 | 965.7956 | 272.5876 | 818.2637 | 954.4833
2032 | 183.2775 |  |  |  | 2032 | 265.5581 |  |  |  | 2032 | 596.1225 |  |  |  | 2048 | 251.8703 | 844.1112 | 995.5014 | 280.0551 | 854.6908 | 970.6561
2033 | 192.9555 | -0.80424 | 3278.9112 | -3341834.6782 | 2033 | 265.5643 | 0.0015874 | -6.4447 | 6806.8668 | 2033 | 609.808 | -0.15359 | 638.7155 | -663083.2391 | 2050 | 261.009 | 883.2168 | 1023.4685 | 288.6749 | 887.7798 | 992.4712
2034 | 201.0249 |  |  |  | 2034 | 265.5738 |  |  |  | 2034 | 623.1863
2035 | 207.239 | -0.56675 | 2312.8846 | -2359484.6776 | 2035 | 265.5784 | 0.0125 | -50.8318 | 51944.6598 | 2035 | 636.8257 | 0.39887 | -1608.6999 | 1622540.102
2036 | 212.3195 |  |  |  | 2036 | 265.6079 |  |  |  | 2036 | 651.2629
2037 | 216.9644 | -0.30517 | 1247.6705 | -1275008.5288 | 2037 | 265.681 | 0.034746 | -141.4177 | 144160.3451 | 2037 | 667.3449 | 0.64082 | -2594.0347 | 2625733.5494
2038 | 220.9989 |  |  |  | 2038 | 265.8236 |  |  |  | 2038 | 684.7085
2039 | 224.3974 | -0.1926 | 788.8468 | -807495.6022 | 2039 | 266.0645 | 0.054098 | -220.2985 | 224541.7685 | 2039 | 704.0962 | -0.22284 | 925.9052 | -960755.818
2040 | 227.4107 |  |  |  | 2040 | 266.4137 |  |  |  | 2040 | 723.0382
2041 | 230.3092 | -0.099535 | 409.1075 | -420125.6546 | 2041 | 266.9052 | 0.049073 | -199.8054 | 203646.8369 | 2041 | 738.4175 | -0.43925 | 1809.4208 | -1862532.846
2042 | 233.0086 |  |  |  | 2042 | 267.4949 |  |  |  | 2042 | 752.9184
2043 | 235.3944 | 0.023766 | -94.4091 | 93916.0323 | 2043 | 268.0178 | 0.16476 | -672.2186 | 685923.058 | 2043 | 768.309 | 0.26021 | -1047.3657 | 1054462.667
2044 | 237.8278 |  |  |  | 2044 | 268.8702 |  |  |  | 2044 | 784.2201
2045 | 240.6141 | 0.20282 | -826.4124 | 842048.7844 | 2045 | 270.3481 | 0.38077 | -1555.2652 | 1588412.5822 | 2045 | 800.9216 | 0.32034 | -1293.2064 | 1305754.664
2046 | 243.8059 |  |  |  | 2046 | 272.5876 |  |  |  | 2046 | 818.2637
2047 | 247.6406 | 0.19753 | -804.8267 | 820016.152 | 2047 | 276.0149 | 0.3064 | -1251.0621 | 1277315.3878 | 2047 | 836.5369 | -0.059659 | 261.5993 | -284673.5474
2048 | 251.8703 |  |  |  | 2048 | 280.0551 |  |  |  | 2048 | 854.6908
2049 | 256.3054 | 0.13429 | -545.7325 | 554677.9658 | 2049 | 284.221 | 0.14403 | -585.9237 | 596147.6063 | 2049 | 871.6525 | -0.41726 | 1726.4747 | -1784851.5738
2050 | 261.009 |  |  |  | 2050 | 288.6749 |  |  |  | 2050 | 887.7798
Note on H15: Tim Stanton: 2nd order polynomial caused 2027 to be larger than 2028. Replaced w/ linear interpolation.
Note on H17: Tim Stanton: 2nd order polynomial caused 2029 to be larger than 2030. Replaced w/ linear interpolation.

## Degradation - Unfavorable
Before Degradation
Year | Cumul MW | New MW | Year | 2014 | 2015 | 2016 | 2017 | 2018 | 2019 | 2020 | 2021 | 2022 | 2023 | 2024 | 2025 | 2026 | 2027 | 2028 | 2029 | 2030 | 2031 | 2032 | 2033 | 2034 | 2035 | 2036 | 2037 | 2038 | 2039 | 2040 | 2041 | 2042 | 2043 | 2044 | 2045 | 2046 | 2047 | 2048 | 2049 | 2050
2014 | 4.819 | 4.819 | 2014 | 4.819 | 4.7949 | 4.7709 | 4.7471 | 4.7233 | 4.6997 | 4.6762 | 4.6528 | 4.6296 | 4.6064 | 4.5834 | 4.5605 | 4.5377 | 4.515 | 4.4924 | 4.47 | 4.4476 | 4.4254 | 4.4032 | 4.3812 | 4.3593 | 4.3375 | 4.3158 | 4.2943 | 4.2728 | 4.2514 | 4.2302 | 4.209 | 4.188 | 4.167 | 4.1462 | 4.1255 | 4.1048 | 4.0843 | 4.0639 | 4.0436 | 4.0234
2015 | 6.4896 | 1.6706 | 2015 |  | 1.6706 | 1.6622 | 1.6539 | 1.6457 | 1.6374 | 1.6292 | 1.6211 | 1.613 | 1.6049 | 1.5969 | 1.5889 | 1.581 | 1.5731 | 1.5652 | 1.5574 | 1.5496 | 1.5418 | 1.5341 | 1.5265 | 1.5188 | 1.5112 | 1.5037 | 1.4962 | 1.4887 | 1.4812 | 1.4738 | 1.4665 | 1.4591 | 1.4518 | 1.4446 | 1.4373 | 1.4302 | 1.423 | 1.4159 | 1.4088 | 1.4018
2016 | 8.161 | 1.6714 | 2016 |  |  | 1.6714 | 1.6631 | 1.6547 | 1.6465 | 1.6382 | 1.63 | 1.6219 | 1.6138 | 1.6057 | 1.5977 | 1.5897 | 1.5818 | 1.5738 | 1.566 | 1.5581 | 1.5504 | 1.5426 | 1.5349 | 1.5272 | 1.5196 | 1.512 | 1.5044 | 1.4969 | 1.4894 | 1.482 | 1.4746 | 1.4672 | 1.4598 | 1.4525 | 1.4453 | 1.4381 | 1.4309 | 1.4237 | 1.4166 | 1.4095
2017 | 11.754 | 3.593 | 2017 |  |  |  | 3.593 | 3.5751 | 3.5572 | 3.5394 | 3.5217 | 3.5041 | 3.4866 | 3.4692 | 3.4518 | 3.4346 | 3.4174 | 3.4003 | 3.3833 | 3.3664 | 3.3495 | 3.3328 | 3.3161 | 3.2996 | 3.2831 | 3.2666 | 3.2503 | 3.2341 | 3.2179 | 3.2018 | 3.1858 | 3.1699 | 3.154 | 3.1382 | 3.1225 | 3.1069 | 3.0914 | 3.0759 | 3.0606 | 3.0453
2018 | 16.5211 | 4.767 | 2018 |  |  |  |  | 4.767 | 4.7432 | 4.7195 | 4.6959 | 4.6724 | 4.649 | 4.6258 | 4.6027 | 4.5797 | 4.5568 | 4.534 | 4.5113 | 4.4887 | 4.4663 | 4.444 | 4.4217 | 4.3996 | 4.3776 | 4.3558 | 4.334 | 4.3123 | 4.2907 | 4.2693 | 4.2479 | 4.2267 | 4.2056 | 4.1845 | 4.1636 | 4.1428 | 4.1221 | 4.1015 | 4.081 | 4.0606
2019 | 22.3687 | 5.8477 | 2019 | [5 empty] | 5.8477 | 5.8184 | 5.7893 | 5.7604 | 5.7316 | 5.7029 | 5.6744 | 5.646 | 5.6178 | 5.5897 | 5.5618 | 5.534 | 5.5063 | 5.4788 | 5.4514 | 5.4241 | 5.397 | 5.37 | 5.3432 | 5.3164 | 5.2899 | 5.2634 | 5.2371 | 5.2109 | 5.1849 | 5.1589 | 5.1331 | 5.1075 | 5.0819 | 5.0565 | 5.0312 | 5.0061
2020 | 29.2549 | 6.8862 | 2020 | [6 empty] | 6.8862 | 6.8518 | 6.8175 | 6.7834 | 6.7495 | 6.7157 | 6.6822 | 6.6488 | 6.6155 | 6.5824 | 6.5495 | 6.5168 | 6.4842 | 6.4518 | 6.4195 | 6.3874 | 6.3555 | 6.3237 | 6.2921 | 6.2606 | 6.2293 | 6.1982 | 6.1672 | 6.1363 | 6.1057 | 6.0751 | 6.0448 | 6.0145 | 5.9845 | 5.9545 | 5.9248
2021 | 37.0246 | 7.7696 | 2021 | [7 empty] | 7.7696 | 7.7308 | 7.6921 | 7.6537 | 7.6154 | 7.5773 | 7.5395 | 7.5018 | 7.4642 | 7.4269 | 7.3898 | 7.3528 | 7.3161 | 7.2795 | 7.2431 | 7.2069 | 7.1709 | 7.135 | 7.0993 | 7.0638 | 7.0285 | 6.9934 | 6.9584 | 6.9236 | 6.889 | 6.8545 | 6.8203 | 6.7862 | 6.7522 | 6.7185
2022 | 45.9231 | 8.8986 | 2022 | [8 empty] | 8.8986 | 8.8541 | 8.8098 | 8.7657 | 8.7219 | 8.6783 | 8.6349 | 8.5917 | 8.5488 | 8.506 | 8.4635 | 8.4212 | 8.3791 | 8.3372 | 8.2955 | 8.254 | 8.2127 | 8.1717 | 8.1308 | 8.0902 | 8.0497 | 8.0095 | 7.9694 | 7.9296 | 7.8899 | 7.8505 | 7.8112 | 7.7722 | 7.7333
2023 | 56.002 | 10.0789 | 2023 | [9 empty] | 10.0789 | 10.0285 | 9.9784 | 9.9285 | 9.8788 | 9.8294 | 9.7803 | 9.7314 | 9.6827 | 9.6343 | 9.5862 | 9.5382 | 9.4905 | 9.4431 | 9.3959 | 9.3489 | 9.3021 | 9.2556 | 9.2094 | 9.1633 | 9.1175 | 9.0719 | 9.0265 | 8.9814 | 8.9365 | 8.8918 | 8.8474 | 8.8031
2024 | 67.6882 | 11.6861 | 2024 | [10 empty] | 11.6861 | 11.6277 | 11.5696 | 11.5117 | 11.4542 | 11.3969 | 11.3399 | 11.2832 | 11.2268 | 11.1707 | 11.1148 | 11.0592 | 11.0039 | 10.9489 | 10.8942 | 10.8397 | 10.7855 | 10.7316 | 10.6779 | 10.6245 | 10.5714 | 10.5186 | 10.466 | 10.4136 | 10.3616 | 10.3098 | 10.2582
2025 | 81.6613 | 13.9731 | 2025 | [11 empty] | 13.9731 | 13.9033 | 13.8338 | 13.7646 | 13.6958 | 13.6273 | 13.5592 | 13.4914 | 13.4239 | 13.3568 | 13.29 | 13.2236 | 13.1574 | 13.0916 | 13.0262 | 12.9611 | 12.8963 | 12.8318 | 12.7676 | 12.7038 | 12.6403 | 12.5771 | 12.5142 | 12.4516 | 12.3893 | 12.3274
2026 | 97.2143 | 15.553 | 2026 | [12 empty] | 15.553 | 15.4752 | 15.3978 | 15.3208 | 15.2442 | 15.168 | 15.0922 | 15.0167 | 14.9416 | 14.8669 | 14.7926 | 14.7186 | 14.645 | 14.5718 | 14.4989 | 14.4264 | 14.3543 | 14.2825 | 14.2111 | 14.1401 | 14.0694 | 13.999 | 13.929 | 13.8594 | 13.7901
2027 | 114.5429 | 17.3286 | 2027 | [13 empty] | 17.3286 | 17.2419 | 17.1557 | 17.0699 | 16.9846 | 16.8997 | 16.8152 | 16.7311 | 16.6474 | 16.5642 | 16.4814 | 16.399 | 16.317 | 16.2354 | 16.1542 | 16.0735 | 15.9931 | 15.9131 | 15.8336 | 15.7544 | 15.6756 | 15.5972 | 15.5192 | 15.4417
2028 | 131.6178 | 17.075 | 2028 | [14 empty] | 17.075 | 16.9896 | 16.9046 | 16.8201 | 16.736 | 16.6523 | 16.5691 | 16.4862 | 16.4038 | 16.3218 | 16.2402 | 16.159 | 16.0782 | 15.9978 | 15.9178 | 15.8382 | 15.759 | 15.6802 | 15.6018 | 15.5238 | 15.4462 | 15.369 | 15.2921
2029 | 146.0065 | 14.3887 | 2029 | [15 empty] | 14.3887 | 14.3167 | 14.2452 | 14.1739 | 14.1031 | 14.0325 | 13.9624 | 13.8926 | 13.8231 | 13.754 | 13.6852 | 13.6168 | 13.5487 | 13.481 | 13.4136 | 13.3465 | 13.2798 | 13.2134 | 13.1473 | 13.0816 | 13.0162 | 12.9511
2030 | 159.1151 | 13.1085 | 2030 | [16 empty] | 13.1085 | 13.043 | 12.9778 | 12.9129 | 12.8483 | 12.7841 | 12.7202 | 12.6566 | 12.5933 | 12.5303 | 12.4677 | 12.4053 | 12.3433 | 12.2816 | 12.2202 | 12.1591 | 12.0983 | 12.0378 | 11.9776 | 11.9177 | 11.8581
2031 | 171.8057 | 12.6906 | 2031 | [17 empty] | 12.6906 | 12.6271 | 12.564 | 12.5012 | 12.4387 | 12.3765 | 12.3146 | 12.253 | 12.1918 | 12.1308 | 12.0701 | 12.0098 | 11.9497 | 11.89 | 11.8305 | 11.7714 | 11.7125 | 11.654 | 11.5957 | 11.5377
2032 | 183.2775 | 11.4719 | 2032 | [18 empty] | 11.4719 | 11.4145 | 11.3574 | 11.3006 | 11.2441 | 11.1879 | 11.132 | 11.0763 | 11.0209 | 10.9658 | 10.911 | 10.8564 | 10.8022 | 10.7481 | 10.6944 | 10.6409 | 10.5877 | 10.5348 | 10.4821
2033 | 192.9555 | 9.6779 | 2033 | [19 empty] | 9.6779 | 9.6296 | 9.5814 | 9.5335 | 9.4858 | 9.4384 | 9.3912 | 9.3443 | 9.2975 | 9.251 | 9.2048 | 9.1588 | 9.113 | 9.0674 | 9.0221 | 8.977 | 8.9321 | 8.8874
2034 | 201.0249 | 8.0695 | 2034 | [20 empty] | 8.0695 | 8.0291 | 7.989 | 7.949 | 7.9093 | 7.8697 | 7.8304 | 7.7912 | 7.7523 | 7.7135 | 7.6749 | 7.6366 | 7.5984 | 7.5604 | 7.5226 | 7.485 | 7.4476
2035 | 207.239 | 6.214 | 2035 | [21 empty] | 6.214 | 6.183 | 6.1521 | 6.1213 | 6.0907 | 6.0602 | 6.0299 | 5.9998 | 5.9698 | 5.9399 | 5.9102 | 5.8807 | 5.8513 | 5.822 | 5.7929 | 5.7639
2036 | 212.3195 | 5.0805 | 2036 | [22 empty] | 5.0805 | 5.0551 | 5.0299 | 5.0047 | 4.9797 | 4.9548 | 4.93 | 4.9054 | 4.8808 | 4.8564 | 4.8322 | 4.808 | 4.784 | 4.76 | 4.7362
2037 | 216.9644 | 4.6449 | 2037 | [23 empty] | 4.6449 | 4.6217 | 4.5986 | 4.5756 | 4.5527 | 4.5299 | 4.5073 | 4.4847 | 4.4623 | 4.44 | 4.4178 | 4.3957 | 4.3737 | 4.3519
2038 | 220.9989 | 4.0345 | 2038 | [24 empty] | 4.0345 | 4.0144 | 3.9943 | 3.9743 | 3.9545 | 3.9347 | 3.915 | 3.8954 | 3.876 | 3.8566 | 3.8373 | 3.8181 | 3.799
2039 | 224.3974 | 3.3985 | 2039 | [25 empty] | 3.3985 | 3.3815 | 3.3646 | 3.3478 | 3.331 | 3.3144 | 3.2978 | 3.2813 | 3.2649 | 3.2486 | 3.2323 | 3.2162
2040 | 227.4107 | 3.0133 | 2040 | [26 empty] | 3.0133 | 2.9982 | 2.9832 | 2.9683 | 2.9535 | 2.9387 | 2.924 | 2.9094 | 2.8949 | 2.8804 | 2.866
2041 | 230.3092 | 2.8985 | 2041 | [27 empty] | 2.8985 | 2.884 | 2.8695 | 2.8552 | 2.8409 | 2.8267 | 2.8126 | 2.7985 | 2.7845 | 2.7706
2042 | 233.0086 | 2.6994 | 2042 | [28 empty] | 2.6994 | 2.6859 | 2.6725 | 2.6591 | 2.6458 | 2.6326 | 2.6194 | 2.6063 | 2.5933
2043 | 235.3944 | 2.3859 | 2043 | [29 empty] | 2.3859 | 2.3739 | 2.3621 | 2.3502 | 2.3385 | 2.3268 | 2.3152 | 2.3036
2044 | 237.8278 | 2.4334 | 2044 | [30 empty] | 2.4334 | 2.4212 | 2.4091 | 2.3971 | 2.3851 | 2.3732 | 2.3613
2045 | 240.6141 | 2.7862 | 2045 | [31 empty] | 2.7862 | 2.7723 | 2.7584 | 2.7446 | 2.7309 | 2.7173
2046 | 243.8059 | 3.1919 | 2046 | [32 empty] | 3.1919 | 3.1759 | 3.16 | 3.1442 | 3.1285
2047 | 247.6406 | 3.8347 | 2047 | [33 empty] | 3.8347 | 3.8155 | 3.7964 | 3.7774
2048 | 251.8703 | 4.2297 | 2048 | [34 empty] | 4.2297 | 4.2086 | 4.1875
2049 | 256.3054 | 4.435 | 2049 | [35 empty] | 4.435 | 4.4129
2050 | 261.009 | 4.7036 | 2050 | [36 empty] | 4.7036
|  |  | Total | 4.819 | 6.4655 | 8.1046 | 11.6571 | 16.3658 | 22.1317 | 28.9072 | 36.5323 | 45.2482 | 55.1009 | 66.5115 | 80.1521 | 95.3043 | 112.1564 | 128.6706 | 142.4159 | 154.8124 | 166.7289 | 177.3671 | 186.1582 | 193.2969 | 198.5444 | 202.6322 | 206.264 | 209.2672 | 211.6194 | 213.5746 | 215.4052 | 217.0275 | 218.3282 | 219.67 | 221.3579 | 223.4429 | 226.1604 | 229.2593 | 232.5481 | 236.0889

## Degradation - Central+
Before Degradation
Year | Cumul MW | New MW | Year | 2014 | 2015 | 2016 | 2017 | 2018 | 2019 | 2020 | 2021 | 2022 | 2023 | 2024 | 2025 | 2026 | 2027 | 2028 | 2029 | 2030 | 2031 | 2032 | 2033 | 2034 | 2035 | 2036 | 2037 | 2038 | 2039 | 2040 | 2041 | 2042 | 2043 | 2044 | 2045 | 2046 | 2047 | 2048 | 2049 | 2050
2014 | 4.819 | 4.819 | 2014 | 4.819 | 4.7949 | 4.7709 | 4.7471 | 4.7233 | 4.6997 | 4.6762 | 4.6528 | 4.6296 | 4.6064 | 4.5834 | 4.5605 | 4.5377 | 4.515 | 4.4924 | 4.47 | 4.4476 | 4.4254 | 4.4032 | 4.3812 | 4.3593 | 4.3375 | 4.3158 | 4.2943 | 4.2728 | 4.2514 | 4.2302 | 4.209 | 4.188 | 4.167 | 4.1462 | 4.1255 | 4.1048 | 4.0843 | 4.0639 | 4.0436 | 4.0234
2015 | 6.4896 | 1.6706 | 2015 |  | 1.6706 | 1.6622 | 1.6539 | 1.6457 | 1.6374 | 1.6292 | 1.6211 | 1.613 | 1.6049 | 1.5969 | 1.5889 | 1.581 | 1.5731 | 1.5652 | 1.5574 | 1.5496 | 1.5418 | 1.5341 | 1.5265 | 1.5188 | 1.5112 | 1.5037 | 1.4962 | 1.4887 | 1.4812 | 1.4738 | 1.4665 | 1.4591 | 1.4518 | 1.4446 | 1.4373 | 1.4302 | 1.423 | 1.4159 | 1.4088 | 1.4018
2016 | 8.161 | 1.6714 | 2016 |  |  | 1.6714 | 1.6631 | 1.6547 | 1.6465 | 1.6382 | 1.63 | 1.6219 | 1.6138 | 1.6057 | 1.5977 | 1.5897 | 1.5818 | 1.5738 | 1.566 | 1.5581 | 1.5504 | 1.5426 | 1.5349 | 1.5272 | 1.5196 | 1.512 | 1.5044 | 1.4969 | 1.4894 | 1.482 | 1.4746 | 1.4672 | 1.4598 | 1.4525 | 1.4453 | 1.4381 | 1.4309 | 1.4237 | 1.4166 | 1.4095
2017 | 19.9509 | 11.7899 | 2017 |  |  |  | 11.7899 | 11.731 | 11.6723 | 11.614 | 11.5559 | 11.4981 | 11.4406 | 11.3834 | 11.3265 | 11.2699 | 11.2135 | 11.1575 | 11.1017 | 11.0462 | 10.9909 | 10.936 | 10.8813 | 10.8269 | 10.7728 | 10.7189 | 10.6653 | 10.612 | 10.5589 | 10.5061 | 10.4536 | 10.4013 | 10.3493 | 10.2976 | 10.2461 | 10.1948 | 10.1439 | 10.0932 | 10.0427 | 9.9925
2018 | 42.0351 | 22.0842 | 2018 |  |  |  |  | 22.0842 | 21.9738 | 21.8639 | 21.7546 | 21.6458 | 21.5376 | 21.4299 | 21.3228 | 21.2162 | 21.1101 | 21.0045 | 20.8995 | 20.795 | 20.691 | 20.5876 | 20.4846 | 20.3822 | 20.2803 | 20.1789 | 20.078 | 19.9776 | 19.8777 | 19.7783 | 19.6794 | 19.581 | 19.4831 | 19.3857 | 19.2888 | 19.1924 | 19.0964 | 19.0009 | 18.9059 | 18.8114
2019 | 78.9407 | 36.9055 | 2019 | [5 empty] | 36.9055 | 36.721 | 36.5374 | 36.3547 | 36.1729 | 35.9921 | 35.8121 | 35.6331 | 35.4549 | 35.2776 | 35.1012 | 34.9257 | 34.7511 | 34.5773 | 34.4044 | 34.2324 | 34.0613 | 33.891 | 33.7215 | 33.5529 | 33.3851 | 33.2182 | 33.0521 | 32.8869 | 32.7224 | 32.5588 | 32.396 | 32.234 | 32.0729 | 31.9125 | 31.7529 | 31.5942
2020 | 127.7314 | 48.7907 | 2020 | [6 empty] | 48.7907 | 48.5468 | 48.304 | 48.0625 | 47.8222 | 47.5831 | 47.3452 | 47.1084 | 46.8729 | 46.6385 | 46.4053 | 46.1733 | 45.9425 | 45.7127 | 45.4842 | 45.2568 | 45.0305 | 44.8053 | 44.5813 | 44.3584 | 44.1366 | 43.9159 | 43.6963 | 43.4778 | 43.2605 | 43.0442 | 42.8289 | 42.6148 | 42.4017 | 42.1897 | 41.9788
2021 | 190.3089 | 62.5775 | 2021 | [7 empty] | 62.5775 | 62.2646 | 61.9533 | 61.6435 | 61.3353 | 61.0286 | 60.7234 | 60.4198 | 60.1177 | 59.8171 | 59.5181 | 59.2205 | 58.9244 | 58.6297 | 58.3366 | 58.0449 | 57.7547 | 57.4659 | 57.1786 | 56.8927 | 56.6082 | 56.3252 | 56.0436 | 55.7633 | 55.4845 | 55.2071 | 54.9311 | 54.6564 | 54.3831 | 54.1112
2022 | 256.687 | 66.3781 | 2022 | [8 empty] | 66.3781 | 66.0463 | 65.716 | 65.3874 | 65.0605 | 64.7352 | 64.4115 | 64.0895 | 63.769 | 63.4502 | 63.1329 | 62.8173 | 62.5032 | 62.1907 | 61.8797 | 61.5703 | 61.2625 | 60.9561 | 60.6514 | 60.3481 | 60.0464 | 59.7461 | 59.4474 | 59.1502 | 58.8544 | 58.5601 | 58.2673 | 57.976 | 57.6861
2023 | 317.4028 | 60.7158 | 2023 | [9 empty] | 60.7158 | 60.4122 | 60.1102 | 59.8096 | 59.5106 | 59.213 | 58.9169 | 58.6224 | 58.3293 | 58.0376 | 57.7474 | 57.4587 | 57.1714 | 56.8855 | 56.6011 | 56.3181 | 56.0365 | 55.7563 | 55.4775 | 55.2002 | 54.9242 | 54.6495 | 54.3763 | 54.1044 | 53.8339 | 53.5647 | 53.2969 | 53.0304
2024 | 372.7888 | 55.3859 | 2024 | [10 empty] | 55.3859 | 55.109 | 54.8335 | 54.5593 | 54.2865 | 54.0151 | 53.745 | 53.4763 | 53.2089 | 52.9428 | 52.6781 | 52.4147 | 52.1527 | 51.8919 | 51.6324 | 51.3743 | 51.1174 | 50.8618 | 50.6075 | 50.3545 | 50.1027 | 49.8522 | 49.6029 | 49.3549 | 49.1081 | 48.8626 | 48.6183
2025 | 419.1245 | 46.3357 | 2025 | [11 empty] | 46.3357 | 46.104 | 45.8735 | 45.6442 | 45.4159 | 45.1889 | 44.9629 | 44.7381 | 44.5144 | 44.2918 | 44.0704 | 43.85 | 43.6308 | 43.4126 | 43.1956 | 42.9796 | 42.7647 | 42.5509 | 42.3381 | 42.1264 | 41.9158 | 41.7062 | 41.4977 | 41.2902 | 41.0837 | 40.8783
2026 | 459.1054 | 39.981 | 2026 | [12 empty] | 39.981 | 39.7811 | 39.5822 | 39.3842 | 39.1873 | 38.9914 | 38.7964 | 38.6025 | 38.4094 | 38.2174 | 38.0263 | 37.8362 | 37.647 | 37.4588 | 37.2715 | 37.0851 | 36.8997 | 36.7152 | 36.5316 | 36.3489 | 36.1672 | 35.9864 | 35.8064 | 35.6274 | 35.4493
2027 | 494.5559 | 35.4505 | 2027 | [13 empty] | 35.4505 | 35.2732 | 35.0968 | 34.9214 | 34.7467 | 34.573 | 34.4001 | 34.2281 | 34.057 | 33.8867 | 33.7173 | 33.5487 | 33.381 | 33.2141 | 33.048 | 32.8827 | 32.7183 | 32.5547 | 32.392 | 32.23 | 32.0689 | 31.9085 | 31.749 | 31.5902
2028 | 524.3692 | 29.8133 | 2028 | [14 empty] | 29.8133 | 29.6642 | 29.5159 | 29.3683 | 29.2215 | 29.0754 | 28.93 | 28.7853 | 28.6414 | 28.4982 | 28.3557 | 28.2139 | 28.0729 | 27.9325 | 27.7928 | 27.6539 | 27.5156 | 27.378 | 27.2411 | 27.1049 | 26.9694 | 26.8346 | 26.7004
2029 | 547.1494 | 22.7802 | 2029 | [15 empty] | 22.7802 | 22.6663 | 22.553 | 22.4402 | 22.328 | 22.2164 | 22.1053 | 21.9948 | 21.8848 | 21.7754 | 21.6665 | 21.5582 | 21.4504 | 21.3431 | 21.2364 | 21.1302 | 21.0246 | 20.9195 | 20.8149 | 20.7108 | 20.6072 | 20.5042
2030 | 565.5884 | 18.439 | 2030 | [16 empty] | 18.439 | 18.3468 | 18.2551 | 18.1638 | 18.073 | 17.9826 | 17.8927 | 17.8033 | 17.7142 | 17.6257 | 17.5375 | 17.4499 | 17.3626 | 17.2758 | 17.1894 | 17.1035 | 17.0179 | 16.9329 | 16.8482 | 16.764 | 16.6801
2031 | 581.7402 | 16.1518 | 2031 | [17 empty] | 16.1518 | 16.071 | 15.9906 | 15.9107 | 15.8311 | 15.752 | 15.6732 | 15.5949 | 15.5169 | 15.4393 | 15.3621 | 15.2853 | 15.2089 | 15.1328 | 15.0572 | 14.9819 | 14.907 | 14.8324 | 14.7583 | 14.6845
2032 | 596.1225 | 14.3823 | 2032 | [18 empty] | 14.3823 | 14.3104 | 14.2389 | 14.1677 | 14.0968 | 14.0263 | 13.9562 | 13.8864 | 13.817 | 13.7479 | 13.6792 | 13.6108 | 13.5427 | 13.475 | 13.4076 | 13.3406 | 13.2739 | 13.2075 | 13.1415
2033 | 609.808 | 13.6855 | 2033 | [19 empty] | 13.6855 | 13.6171 | 13.549 | 13.4812 | 13.4138 | 13.3467 | 13.28 | 13.2136 | 13.1475 | 13.0818 | 13.0164 | 12.9513 | 12.8866 | 12.8221 | 12.758 | 12.6942 | 12.6308 | 12.5676
2034 | 623.1863 | 13.3783 | 2034 | [20 empty] | 13.3783 | 13.3114 | 13.2448 | 13.1786 | 13.1127 | 13.0472 | 12.9819 | 12.917 | 12.8524 | 12.7882 | 12.7242 | 12.6606 | 12.5973 | 12.5343 | 12.4716 | 12.4093 | 12.3472
2035 | 636.8257 | 13.6394 | 2035 | [21 empty] | 13.6394 | 13.5712 | 13.5034 | 13.4359 | 13.3687 | 13.3018 | 13.2353 | 13.1691 | 13.1033 | 13.0378 | 12.9726 | 12.9077 | 12.8432 | 12.779 | 12.7151 | 12.6515
2036 | 651.2629 | 14.4372 | 2036 | [22 empty] | 14.4372 | 14.365 | 14.2932 | 14.2217 | 14.1506 | 14.0798 | 14.0094 | 13.9394 | 13.8697 | 13.8003 | 13.7313 | 13.6627 | 13.5944 | 13.5264 | 13.4588
2037 | 667.3449 | 16.082 | 2037 | [23 empty] | 16.082 | 16.0016 | 15.9216 | 15.842 | 15.7628 | 15.684 | 15.6055 | 15.5275 | 15.4499 | 15.3726 | 15.2958 | 15.2193 | 15.1432 | 15.0675
2038 | 684.7085 | 17.3636 | 2038 | [24 empty] | 17.3636 | 17.2768 | 17.1904 | 17.1045 | 17.019 | 16.9339 | 16.8492 | 16.765 | 16.6811 | 16.5977 | 16.5147 | 16.4322 | 16.35
2039 | 704.0962 | 19.3877 | 2039 | [25 empty] | 19.3877 | 19.2907 | 19.1943 | 19.0983 | 19.0028 | 18.9078 | 18.8133 | 18.7192 | 18.6256 | 18.5325 | 18.4398 | 18.3476
2040 | 723.0382 | 18.942 | 2040 | [26 empty] | 18.942 | 18.8473 | 18.753 | 18.6593 | 18.566 | 18.4731 | 18.3808 | 18.2889 | 18.1974 | 18.1064 | 18.0159
2041 | 738.4175 | 15.3794 | 2041 | [27 empty] | 15.3794 | 15.3025 | 15.2259 | 15.1498 | 15.0741 | 14.9987 | 14.9237 | 14.8491 | 14.7748 | 14.701
2042 | 752.9184 | 14.5009 | 2042 | [28 empty] | 14.5009 | 14.4284 | 14.3562 | 14.2844 | 14.213 | 14.1419 | 14.0712 | 14.0009 | 13.9309
2043 | 768.309 | 15.3907 | 2043 | [29 empty] | 15.3907 | 15.3137 | 15.2371 | 15.1609 | 15.0851 | 15.0097 | 14.9347 | 14.86
2044 | 784.2201 | 15.9111 | 2044 | [30 empty] | 15.9111 | 15.8315 | 15.7524 | 15.6736 | 15.5952 | 15.5173 | 15.4397
2045 | 800.9216 | 16.7014 | 2045 | [31 empty] | 16.7014 | 16.6179 | 16.5348 | 16.4522 | 16.3699 | 16.2881
2046 | 818.2637 | 17.3421 | 2046 | [32 empty] | 17.3421 | 17.2554 | 17.1691 | 17.0833 | 16.9979
2047 | 836.5369 | 18.2732 | 2047 | [33 empty] | 18.2732 | 18.1818 | 18.0909 | 18.0005
2048 | 854.6908 | 18.1539 | 2048 | [34 empty] | 18.1539 | 18.0631 | 17.9728
2049 | 871.6525 | 16.9618 | 2049 | [35 empty] | 16.9618 | 16.877
2050 | 887.7798 | 16.1273 | 2050 | [36 empty] | 16.1273
|  |  | Total | 4.819 | 6.4655 | 8.1046 | 19.854 | 41.8389 | 78.5353 | 126.9333 | 188.8761 | 254.3099 | 313.7541 | 367.5713 | 412.0692 | 449.9898 | 483.1903 | 510.5876 | 530.8149 | 546.5999 | 560.0186 | 571.6008 | 582.4283 | 592.8945 | 603.5694 | 614.9887 | 627.9958 | 642.2195 | 658.396 | 674.046 | 686.0552 | 697.1258 | 709.0308 | 721.3967 | 734.4912 | 748.1608 | 762.6932 | 777.0337 | 790.1103 | 802.287

## Compare Deg
| Unfavorable |  | Central+
Year | Before Degredation | After Degredation | Before Degredation | After Degredation
2014 | 4.819 | 4.819 | 4.819 | 4.819
2015 | 6.4896 | 6.4655 | 6.4896 | 6.4655
2016 | 8.161 | 8.1046 | 8.161 | 8.1046
2017 | 11.754 | 11.6571 | 19.9509 | 19.854
2018 | 16.5211 | 16.3658 | 42.0351 | 41.8389
2019 | 22.3687 | 22.1317 | 78.9407 | 78.5353
2020 | 29.2549 | 28.9072 | 127.7314 | 126.9333
2021 | 37.0246 | 36.5323 | 190.3089 | 188.8761
2022 | 45.9231 | 45.2482 | 256.687 | 254.3099
2023 | 56.002 | 55.1009 | 317.4028 | 313.7541
2024 | 67.6882 | 66.5115 | 372.7888 | 367.5713
2025 | 81.6613 | 80.1521 | 419.1245 | 412.0692
2026 | 97.2143 | 95.3043 | 459.1054 | 449.9898
2027 | 114.5429 | 112.1564 | 494.5559 | 483.1903
2028 | 131.6178 | 128.6706 | 524.3692 | 510.5876
2029 | 146.0065 | 142.4159 | 547.1494 | 530.8149
2030 | 159.1151 | 154.8124 | 565.5884 | 546.5999
2031 | 171.8057 | 166.7289 | 581.7402 | 560.0186
2032 | 183.2775 | 177.3671 | 596.1225 | 571.6008
2033 | 192.9555 | 186.1582 | 609.808 | 582.4283
2034 | 201.0249 | 193.2969 | 623.1863 | 592.8945
2035 | 207.239 | 198.5444 | 636.8257 | 603.5694
2036 | 212.3195 | 202.6322 | 651.2629 | 614.9887
2037 | 216.9644 | 206.264 | 667.3449 | 627.9958
2038 | 220.9989 | 209.2672 | 684.7085 | 642.2195
2039 | 224.3974 | 211.6194 | 704.0962 | 658.396
2040 | 227.4107 | 213.5746 | 723.0382 | 674.046
2041 | 230.3092 | 215.4052 | 738.4175 | 686.0552
2042 | 233.0086 | 217.0275 | 752.9184 | 697.1258
2043 | 235.3944 | 218.3282 | 768.309 | 709.0308
2044 | 237.8278 | 219.67 | 784.2201 | 721.3967
2045 | 240.6141 | 221.3579 | 800.9216 | 734.4912
2046 | 243.8059 | 223.4429 | 818.2637 | 748.1608
2047 | 247.6406 | 226.1604 | 836.5369 | 762.6932
2048 | 251.8703 | 229.2593 | 854.6908 | 777.0337
2049 | 256.3054 | 232.5481 | 871.6525 | 790.1103
2050 | 261.009 | 236.0889 | 887.7798 | 802.287

## Max Loading
Parameter | Value | Source/Notes
Minimum Day Feeder Loading | 50% | Informed assumption
Reverse Power Safety Margin | 20% | Informed assumption
2042 Peak Load (MW) | 1448.6007 | Sum of all substation load projected to 2042
% of Load from Res+Com Customers | 61.83% | Based on percentage of energy consumption from Res + Com customers relative to total from original substation data
2042 Peak Load of Res+Com Customers (MW) | 895.7121 | Forecasted 2042 peak load multiplied by % of Res + Com load
Reverse Power Threshold (MW) | 358.2848 | Calculated; represents maximum allowable NEM capacity

## T&D Capacity Analysis
Base Forecast
Substation | Transformer | Nameplate | Peak 2017 Loading | Winter Peak | Summer Peak | Peak Season in 2017 | Planned Substation Upgrade |  | Growth | 2017 | 2018 | 2019 | 2020 | 2021 | 2022 | 2023 | 2024 | 2025 | 2026 | 2027 | 2028 | 2029 | 2030 | 2031 | 2032 | 2033 | 2034 | 2035 | 2036 | 2037 | 2038 | 2039 | 2040 | 2041 | 2042 | 2043 | 2044 | 2045
ABSAROKEE | ABSAROKEE | 6250
ALBERTON | ALBERTON | 2500 |  |  |  |  | 1
AMSTERDAM | AMSTERDAM | 5500 |  |  |  |  | 1
ANACONDA CITY | ANACONDA CITY 3 | 10000
ANACONDA CITY | ANACONDA CITY 4 | 10000
AUGUSTA | AUGUSTA | 1500
BARBER | BARBER | 750
BASIN | BASIN | 750
BELGRADE | BELGRADE 1 | 20000
BELGRADE | BELGRADE 2 | 20000
BELT | BELT | 5000
BIG SANDY | BIG SANDY | 2500
LONE MOUNTAIN | BIG SKY LONE MOUNTAIN BANK 1 | 42000
LONE MOUNTAIN | BIG SKY LONE MOUNTAIN BANK 2 | 42000
BIG SKY MEADOW | BIG SKY MEADOW VILLAGE | 25000
BIG TIMBER | BIG TIMBER | 6250
BILLINGS 8TH ST. | BILLINGS 8TH ST. 1 | 42000
BILLINGS 8TH ST. | BILLINGS 8TH ST. 2 | 42000
BILLINGS 8TH ST. | BILLINGS 8TH ST. 3 | 42000
BILLINGS BELLROCK | BILLINGS BELLROCK 1 | 42000
BILLINGS BELLROCK | BILLINGS BELLROCK 2 | 42000
BILLINGS EASTSIDE | BILLINGS EASTSIDE 3 | 20000
BILLINGS EASTSIDE | BILLINGS EASTSIDE 4 | 20000
BILLINGS EASTSIDE | BILLINGS EASTSIDE 5 | 20000
BILLINGS KING AVE | BILLINGS KING AVE. 1 | 20000
BILLINGS KING AVE | BILLINGS KING AVE. 2 | 20000
BILLINGS MERIDIAN | BILLINGS MERIDIAN BANK 1 | 20000
BILLINGS MERIDIAN | BILLINGS MERIDIAN BANK 2 | 20000
BILLINGS RIMROCK | BILLINGS RIMROCK | 20000
BILLINGS STEAMPLANT | BILLINGS STEAMPLANT SWYD A | 20000
BILLINGS STEAMPLANT | BILLINGS STEAMPLANT SWYD B | 20000
BILLINGS WICKS LANE | BILLINGS WICKS LANE 1 | 25000
BILLINGS WICKS LANE | BILLINGS WICKS LANE 2 | 25000
BONNER | BONNER FDR 61 & 62 | 20000
BOULDER | BOULDER | 5000
BOX ELDER | BOX ELDER | 1000
BOZEMAN EAST | BOZEMAN EAST GALLATIN 3 | 10000
BOZEMAN EAST | BOZEMAN EAST GALLATIN 4 | 20000
BOZEMAN SOURDOUGH | BOZEMAN SOURDOUGH #1 | 20000 |  |  |  |  | 1
BOZEMAN SOUTHSIDE | BOZEMAN SOUTHSIDE 5 | 20000
BOZEMAN SOUTHSIDE | BOZEMAN SOUTHSIDE 6 | 20000
BOZEMAN WESTSIDE | BOZEMAN WESTSIDE BK1 | 20000
BOZEMAN WESTSIDE | BOZEMAN WESTSIDE BK2 | 42000
BRADY | BRADY | 1000
BRIDGER | BRIDGER | 12500
BROADVIEW CITY | BROADVIEW CITY | 2000
BUTLER CREEK | BUTLER CREEK | 20000
BUTTE CORA | BUTTE CORA | 20000
BUTTE INDUSTRIAL PARK | BUTTE INDUSTRIAL PARK | 10000
BUTTE MONTANA ST | BUTTE MONTANA ST. SWITCHYARD 1 | 6240 |  |  |  |  | 1
BUTTE MONTANA ST | BUTTE MONTANA ST. SWITCHYARD 2 | 6240 |  |  |  |  | 1
BUTTE MONTANA ST | BUTTE MONTANA ST. SWITCHYARD 3 | 25000
BUTTE MONTANA ST | BUTTE MONTANA ST. SWITCHYARD 5 | 25000
CANYON CREEK | CANYON CREEK | 10000
CARTER | CARTER | 2500
CHARLOS HEIGHTS | CHARLOS HEIGHTS | 3750
CHESTER | CHESTER | 4995
CHINOOK | CHINOOK | 5000
CHOTEAU | CHOTEAU 1 | 2500
CHOTEAU | CHOTEAU 2 | 5000
CIRCLE BRIDGE | CIRCLE BRIDGE | 1500
CITY SUB #1 | CITY SUB #1 | 20000
CITY SUB #1 | CITY SUB #1 BNK 4 | 20000
CLANCY | CLANCY | 6220
COBBLESTONE | COBBLESTONE | 5000
COLLINS | COLLINS | 2500
COLSTRIP SWITCHYARD | COLSTRIP SWITCHYARD (TOWN) 1 | 20000
COLSTRIP SWITCHYARD | COLSTRIP SWITCHYARD (TOWN) 2 | 20000
CONRAD CITY | CONRAD CITY BNK 1 | 3750
CONRAD CITY | CONRAD CITY BNK 2 | 6250
CONRAD | CONRAD PUMP | 9375
CORVALLIS | CORVALLIS | 5000
CRAIG | CRAIG | 4992
DARBY | DARBY 1 | 6250
DARBY | DARBY 2 | 6250
DEER LODGE CITY | DEER LODGE CITY | 6000 |  |  |  |  | 1
DEER LODGE CITY | DEER LODGE CITY 25KV | 20000
DENTON | DENTON | 2500
DIAMOND | DIAMOND MATCH | 2500
DILLON | DILLON AIRPORT | 2500
DIVIDE | DIVIDE | 4992
DODSON | DODSON | 1002
DOWNER | DOWNER | 2500
DRUMMOND | DRUMMOND CITY | 6250
EAST BENCH | EAST BENCH | 2500
EAST HELENA SWYD | EAST HELENA SWYD 1 | 25000 |  |  |  |  | 1
EAST HELENA SWYD | EAST HELENA SWYD 4 | 40000 |  |  |  |  | 1
ENNIS | ENNIS | 10000
EUSTIS | EUSTIS | 3000
FAIRFIELD | FAIRFIELD | 3000
FAIRMONT | FAIRMONT | 5000
FLORENCE | FLORENCE | 2500
FORT BELKNAP | FORT BELKNAP | 2496
FORT BENTON | FORT BENTON BNK 1 | 5000
FORT BENTON | FORT BENTON BNK 2 | 6250
FROMBERG | FROMBERG | 2500
GAGE | GAGE | 2333
GARDINER | GARDINER | 5000
GERALDINE | GERALDINE | 1998
GILDFORD | GILDFORD | 500
GLASGOW | GLASGOW EASTSIDE | 6250
GLASGOW WESTSIDE | GLASGOW WESTSIDE #1 | 6250
GLASGOW WESTSIDE | GLASGOW WESTSIDE #2 | 6250
GREAT FALLS CITY | GREAT FALLS CITY (NORTH BANK) | 20000
GREAT FALLS CITY | GREAT FALLS CITY (SOUTH BANK) | 40000
GREAT FALLS EASTSIDE | GREAT FALLS EASTSIDE 1 | 25000
GREAT FALLS EASTSIDE | GREAT FALLS EASTSIDE 2 | 12500
GREAT FALLS NORTHEAST | GREAT FALLS NORTHEAST | 20000
GREAT FALLS NORTHWEST | GREAT FALLS NORTHWEST (EAST BANK) | 20000
GREAT FALLS NORTHWEST | GREAT FALLS NORTHWEST (WEST BANK) | 20000
GREAT FALLS RIVERVIEW | GREAT FALLS RIVERVIEW #1 | 20000
GREAT FALLS RIVERVIEW | GREAT FALLS RIVERVIEW #2 | 25000
GREAT FALLS SOUTHEAST | GREAT FALLS SOUTHEAST | 42000
GREAT FALLS SOUTHWEST | GREAT FALLS SOUTHWEST | 20000
GREY | GREY CLIFF | 1800
GRIZZLY | GRIZZLY PEAK | 5000
HAMILTON SOUTHSIDE | HAMILTON SOUTHSIDE 1 | 20000
HAMILTON SOUTHSIDE | HAMILTON SOUTHSIDE 2 | 20000
HARDIN | HARDIN CITY | 20000
HARLEM | HARLEM | 5600
HARLOWTON | HARLOWTON | 2500
HARRISON | HARRISON - PONY | 2496
HAUGAN | HAUGAN | 1500
HAUSER | HAUSER DIST | 4998
HAVRE CITY | HAVRE CITY | 9375
HAVRE CITY | HAVRE CITY EAST BANK 1 | 6250
HAVRE CITY | HAVRE CITY WEST BANK 3 | 6250
HAVRE EASTSIDE | HAVRE EASTSIDE | 12500
HAVRE HIGHLAND | HAVRE HIGHLAND PARK | 10500
HELENA EASTSIDE | HELENA EASTSIDE 1 | 20000
HELENA GOLF COURSE | HELENA GOLF COURSE 1 | 20000
HELENA GOLF COURSE | HELENA GOLF COURSE 2 | 42000
HELENA SOUTHSIDE | HELENA SOUTHSIDE 1 | 20000
HELENA SOUTHSIDE | HELENA SOUTHSIDE 2 | 20000
HELENA VALLEY | HELENA VALLEY 1 | 25000
HELENA VALLEY | HELENA VALLEY 2 | 20000
HELENA WESTSIDE | HELENA WESTSIDE 1 | 6240
HELENA WESTSIDE | HELENA WESTSIDE 2 | 25000
HELENA WESTSIDE | HELENA WESTSIDE 3 | 12500
HILLVIEW | HILLVIEW HEIGHTS #5 | 20000
HINGHAM | HINGHAM | 1000
HINSDALE | HINSDALE | 600 |  |  |  |  | 1
INDUSTRIAL SUB #3 | INDUSTRIAL SUB #3 - BANK 1 | 20000
INDUSTRIAL SUB #3 | INDUSTRIAL SUB #3 - BANK 2 | 20000
INDUSTRIAL SUB #3 | INDUSTRIAL SUB #3 - BANK 3 | 20000
INVERNESS | INVERNESS | 1500
IVANHOE | IVANHOE | 1800
JACKRABBIT | JACK RABBIT 3 | 22400 |  |  |  |  | 1
JIM | JIM COULEE | 5000
JOPLIN | JOPLIN | 750
KINGSHILL | KINGSHILL | 600
KREMLIN | KREMLIN | 600
LADUKE | LADUKE | 2500
LANDERS | LANDERS FORK | 12504
LAURIN | LAURIN | 5000
LAVINA | LAVINA | 5000
LAVINA | LAVINA PUMP | 9375
LEWISTOWN #1 | LEWISTOWN #1 | 5000
LEWISTOWN BOULEVARD | LEWISTOWN BOULEVARD 1 | 7500
LEWISTOWN BOULEVARD | LEWISTOWN BOULEVARD 2 | 5000
LIVINGSTON NORTHSIDE | LIVINGSTON NORTHSIDE | 5000 |  |  |  |  | 1
LIVINGSTON WESTSIDE | LIVINGSTON WESTSIDE 1 | 12000
LIVINGSTON WESTSIDE | LIVINGSTON WESTSIDE BNK 2 | 12500
LOHMAN | LOHMAN | 2498.4
LOLO | LOLO | 20000
LOMA | LOMA | 2500
LOWETH | LOWETH | 6240
MADISON | MADISON VALLEY | 2500
MALTA CITY | MALTA CITY BANK 1 | 5000
MALTA EAST | MALTA EAST RURAL | 750
MANHATTAN | MANHATTAN | 12500
MARTINSDALE | MARTINSDALE | 3000
MELSTONE | MELSTONE | 3000
MELVILLE | MELVILLE | 2500
MISSION | MISSION | 5616
MOCCASIN | MOCCASIN | 1800
MONARCH | MONARCH | 2502
MONTANA PHOSPHATE | MONTANA PHOSPHATE | 6250
MOORE | MOORE | 2000
MORONY | MORONY RURAL | 1000
MUIR | MUIR | 3750
MUSSELSHELL | MUSSELSHELL | 7500
NASHUA | NASHUA | 1000
NEWMONT | NEWMONT | 3000
NIHILL | NIHILL | 1000
PARK CITY | PARK CITY | 2000
PATTERSON | PATTERSON | 12500
PHILIPSBURG SOUTH | PHILIPSBURG SOUTH | 14000
PLAINS | PLAINS | 28000
PORTAGE | PORTAGE | 1000
POWER | POWER | 2000
RAILWELDER | RAILWELDER | 5000
RED LODGE NORTHSIDE | RED LODGE NORTHSIDE | 12500
RENOVA | RENOVA | 3125
RESERVE ST | RESERVE ST BANK 2 | 25000
RIVERSIDE | RIVERSIDE | 12500
ROCKVALE | ROCKVALE | 3125
ROUNDUP | ROUNDUP BANK 2 | 5000
ROUNDUP | ROUNDUP BANK 4 | 3750
RUDYARD | RUDYARD | 1500
RUSSELL STREET | RUSSELL STREET #2 BANK 1 | 20000
RUSSELL STREET | RUSSELL STREET #2 BANK 2 | 20000
RUSSELL STREET | RUSSELL STREET #2 BANK 3 | 20000
RYEGATE | RYEGATE | 1000
SACO | SACO | 999
SHERIDAN CITY | SHERIDAN CITY | 5000
SHILOH | SHILOH | 50000
GFALLS SOUTHSIDE | SOUTHSIDE EAST BANK | 20000
GFALLS SOUTHSIDE | SOUTHSIDE WEST BANK | 20000
SPOKANE BENCH | SPOKANE BENCH | 6250
SPRINGDALE PUMP | SPRINGDALE PUMP | 3750
ST. REGIS | ST. REGIS | 7000
STANFORD CITY | STANFORD CITY | 5000
STEVENSVILLE | STEVENSVILLE | 25000
STILLWATER | STILLWATER | 35000
STOCKETT | STOCKETT | 2500
STRAW | STRAW | 2000
SUMATRA | SUMATRA | 5000
SUPERIOR | SUPERIOR | 5000
TARGET RANGE | TARGET RANGE #7 - 1 | 20000
TARGET RANGE | TARGET RANGE #7 - 2 | 20000
THOMPSON FALLS | THOMPSON FALLS CITY | 20000
TODD | TODD | 7500
TOSTON | TOSTON | 6250
TOWNSEND | TOWNSEND | 20000
TUNIS | TUNIS SUB | 6250
TWIN BRIDGES | TWIN BRIDGES | 3000
TWO DOT | TWO DOT | 1000
ULM | ULM | 10000
UTICA PUMP | UTICA PUMP | 9375
VALIER | VALIER | 1500
VALIER - WILLIAMS | VALIER - WILLIAMS | 14000
VALIER-BULLHEAD | VALIER-BULLHEAD | 3000
VAUGHN | VAUGHN | 5000
VIRGINIA | VIRGINIA CITY | 2500
WAYNE PUMP | WAYNE PUMP | 9375
WHITEHALL | WHITEHALL | 5000
WILLOW CREEK | WILLOW CREEK | 2500
WINDHAM | WINDHAM | 1000
WOLF | WOLF CREEK | 4992
ZURICH | ZURICH | 1503
Capacity Deficit | [9 empty] | 14694.96 |  |  | 3923
Substation | Transformer | Nameplate | Peak 2017 Loading | Winter Peak | Summer Peak | Peak Season | Planned Substation Upgrade |  | Growth | 2017 | 2018 | 2019 | 2020 | 2021 | 2022 | 2023 | 2024 | 2025 | 2026 | 2027 | 2028 | 2029 | 2030 | 2031 | 2032 | 2033 | 2034 | 2035 | 2036 | 2037 | 2038 | 2039 | 2040 | 2041 | 2042
ABSAROKEE | ABSAROKEE | 6250 |  |  |  |  | 0
ALBERTON | ALBERTON | 2500 |  |  |  |  | 1
AMSTERDAM | AMSTERDAM | 5500 |  |  |  |  | 1
ANACONDA CITY | ANACONDA CITY 3 | 10000 |  |  |  |  | 0
ANACONDA CITY | ANACONDA CITY 4 | 10000 |  |  |  |  | 0
AUGUSTA | AUGUSTA | 1500 |  |  |  |  | 0
BARBER | BARBER | 750 |  |  |  |  | 0
BASIN | BASIN | 750 |  |  |  |  | 0
BELGRADE | BELGRADE 1 | 20000 |  |  |  |  | 0
BELGRADE | BELGRADE 2 | 20000 |  |  |  |  | 0
BELT | BELT | 5000 |  |  |  |  | 0
BIG SANDY | BIG SANDY | 2500 |  |  |  |  | 0
LONE MOUNTAIN | BIG SKY LONE MOUNTAIN BANK 1 | 42000 |  |  |  |  | 0
LONE MOUNTAIN | BIG SKY LONE MOUNTAIN BANK 2 | 42000 |  |  |  |  | 0
BIG SKY MEADOW | BIG SKY MEADOW VILLAGE | 25000 |  |  |  |  | 0
BIG TIMBER | BIG TIMBER | 6250 |  |  |  |  | 0
BILLINGS 8TH ST. | BILLINGS 8TH ST. 1 | 42000 |  |  |  |  | 0
BILLINGS 8TH ST. | BILLINGS 8TH ST. 2 | 42000 |  |  |  |  | 0
BILLINGS 8TH ST. | BILLINGS 8TH ST. 3 | 42000 |  |  |  |  | 0
BILLINGS BELLROCK | BILLINGS BELLROCK 1 | 42000 |  |  |  |  | 0
BILLINGS BELLROCK | BILLINGS BELLROCK 2 | 42000 |  |  |  |  | 0
BILLINGS EASTSIDE | BILLINGS EASTSIDE 3 | 20000 |  |  |  |  | 0
BILLINGS EASTSIDE | BILLINGS EASTSIDE 4 | 20000 |  |  |  |  | 0
BILLINGS EASTSIDE | BILLINGS EASTSIDE 5 | 20000 |  |  |  |  | 0
BILLINGS KING AVE | BILLINGS KING AVE. 1 | 20000 |  |  |  |  | 0
BILLINGS KING AVE | BILLINGS KING AVE. 2 | 20000 |  |  |  |  | 0
BILLINGS MERIDIAN | BILLINGS MERIDIAN BANK 1 | 20000 |  |  |  |  | 0
BILLINGS MERIDIAN | BILLINGS MERIDIAN BANK 2 | 20000 |  |  |  |  | 0
BILLINGS RIMROCK | BILLINGS RIMROCK | 20000 |  |  |  |  | 0
BILLINGS STEAMPLANT | BILLINGS STEAMPLANT SWYD A | 20000 |  |  |  |  | 0
BILLINGS STEAMPLANT | BILLINGS STEAMPLANT SWYD B | 20000 |  |  |  |  | 0
BILLINGS WICKS LANE | BILLINGS WICKS LANE 1 | 25000 |  |  |  |  | 0
BILLINGS WICKS LANE | BILLINGS WICKS LANE 2 | 25000 |  |  |  |  | 0
BONNER | BONNER FDR 61 & 62 | 20000 |  |  |  |  | 0
BOULDER | BOULDER | 5000 |  |  |  |  | 0
BOX ELDER | BOX ELDER | 1000 |  |  |  |  | 0
BOZEMAN EAST | BOZEMAN EAST GALLATIN 3 | 10000 |  |  |  |  | 0
BOZEMAN EAST | BOZEMAN EAST GALLATIN 4 | 20000 |  |  |  |  | 0
BOZEMAN SOURDOUGH | BOZEMAN SOURDOUGH #1 | 20000 |  |  |  |  | 1
BOZEMAN SOUTHSIDE | BOZEMAN SOUTHSIDE 5 | 20000 |  |  |  |  | 0
BOZEMAN SOUTHSIDE | BOZEMAN SOUTHSIDE 6 | 20000 |  |  |  |  | 0
BOZEMAN WESTSIDE | BOZEMAN WESTSIDE BK1 | 20000 |  |  |  |  | 0
BOZEMAN WESTSIDE | BOZEMAN WESTSIDE BK2 | 42000 |  |  |  |  | 0
BRADY | BRADY | 1000 |  |  |  |  | 0
BRIDGER | BRIDGER | 12500 |  |  |  |  | 0
BROADVIEW CITY | BROADVIEW CITY | 2000 |  |  |  |  | 0
BUTLER CREEK | BUTLER CREEK | 20000 |  |  |  |  | 0
BUTTE CORA | BUTTE CORA | 20000 |  |  |  |  | 0
BUTTE INDUSTRIAL PARK | BUTTE INDUSTRIAL PARK | 10000 |  |  |  |  | 0
BUTTE MONTANA ST | BUTTE MONTANA ST. SWITCHYARD 1 | 6240 |  |  |  |  | 1
BUTTE MONTANA ST | BUTTE MONTANA ST. SWITCHYARD 2 | 6240 |  |  |  |  | 1
BUTTE MONTANA ST | BUTTE MONTANA ST. SWITCHYARD 3 | 25000 |  |  |  |  | 0
BUTTE MONTANA ST | BUTTE MONTANA ST. SWITCHYARD 5 | 25000 |  |  |  |  | 0
CANYON CREEK | CANYON CREEK | 10000 |  |  |  |  | 0
CARTER | CARTER | 2500 |  |  |  |  | 0
CHARLOS HEIGHTS | CHARLOS HEIGHTS | 3750 |  |  |  |  | 0
CHESTER | CHESTER | 4995 |  |  |  |  | 0
CHINOOK | CHINOOK | 5000 |  |  |  |  | 0
CHOTEAU | CHOTEAU 1 | 2500 |  |  |  |  | 0
CHOTEAU | CHOTEAU 2 | 5000 |  |  |  |  | 0
CIRCLE BRIDGE | CIRCLE BRIDGE | 1500 |  |  |  |  | 0
CITY SUB #1 | CITY SUB #1 | 20000 |  |  |  |  | 0
CITY SUB #1 | CITY SUB #1 BNK 4 | 20000 |  |  |  |  | 0
CLANCY | CLANCY | 6220 |  |  |  |  | 0
COBBLESTONE | COBBLESTONE | 5000 |  |  |  |  | 0
COLLINS | COLLINS | 2500 |  |  |  |  | 0
COLSTRIP SWITCHYARD | COLSTRIP SWITCHYARD (TOWN) 1 | 20000 |  |  |  |  | 0
COLSTRIP SWITCHYARD | COLSTRIP SWITCHYARD (TOWN) 2 | 20000 |  |  |  |  | 0
CONRAD CITY | CONRAD CITY BNK 1 | 3750 |  |  |  |  | 0
CONRAD CITY | CONRAD CITY BNK 2 | 6250 |  |  |  |  | 0
CONRAD | CONRAD PUMP | 9375 |  |  |  |  | 0
CORVALLIS | CORVALLIS | 5000 |  |  |  |  | 0
CRAIG | CRAIG | 4992 |  |  |  |  | 0
DARBY | DARBY 1 | 6250 |  |  |  |  | 0
DARBY | DARBY 2 | 6250 |  |  |  |  | 0
DEER LODGE CITY | DEER LODGE CITY | 6000 |  |  |  |  | 1
DEER LODGE CITY | DEER LODGE CITY 25KV | 20000 |  |  |  |  | 0
DENTON | DENTON | 2500 |  |  |  |  | 0
DIAMOND | DIAMOND MATCH | 2500 |  |  |  |  | 0
DILLON | DILLON AIRPORT | 2500 |  |  |  |  | 0
DIVIDE | DIVIDE | 4992 |  |  |  |  | 0
DODSON | DODSON | 1002 |  |  |  |  | 0
DOWNER | DOWNER | 2500 |  |  |  |  | 0
DRUMMOND | DRUMMOND CITY | 6250 |  |  |  |  | 0
EAST BENCH | EAST BENCH | 2500 |  |  |  |  | 0
EAST HELENA SWYD | EAST HELENA SWYD 1 | 25000 |  |  |  |  | 1
EAST HELENA SWYD | EAST HELENA SWYD 4 | 40000 |  |  |  |  | 1
ENNIS | ENNIS | 10000 |  |  |  |  | 0
EUSTIS | EUSTIS | 3000 |  |  |  |  | 0
FAIRFIELD | FAIRFIELD | 3000 |  |  |  |  | 0
FAIRMONT | FAIRMONT | 5000 |  |  |  |  | 0
FLORENCE | FLORENCE | 2500 |  |  |  |  | 0
FORT BELKNAP | FORT BELKNAP | 2496 |  |  |  |  | 0
FORT BENTON | FORT BENTON BNK 1 | 5000 |  |  |  |  | 0
FORT BENTON | FORT BENTON BNK 2 | 6250 |  |  |  |  | 0
FROMBERG | FROMBERG | 2500 |  |  |  |  | 0
GAGE | GAGE | 2333 |  |  |  |  | 0
GARDINER | GARDINER | 5000 |  |  |  |  | 0
GERALDINE | GERALDINE | 1998 |  |  |  |  | 0
GILDFORD | GILDFORD | 500 |  |  |  |  | 0
GLASGOW | GLASGOW EASTSIDE | 6250 |  |  |  |  | 0
GLASGOW WESTSIDE | GLASGOW WESTSIDE #1 | 6250 |  |  |  |  | 0
GLASGOW WESTSIDE | GLASGOW WESTSIDE #2 | 6250 |  |  |  |  | 0
GREAT FALLS CITY | GREAT FALLS CITY (NORTH BANK) | 20000 |  |  |  |  | 0
GREAT FALLS CITY | GREAT FALLS CITY (SOUTH BANK) | 40000 |  |  |  |  | 0
GREAT FALLS EASTSIDE | GREAT FALLS EASTSIDE 1 | 25000 |  |  |  |  | 0
GREAT FALLS EASTSIDE | GREAT FALLS EASTSIDE 2 | 12500 |  |  |  |  | 0
GREAT FALLS NORTHEAST | GREAT FALLS NORTHEAST | 20000 |  |  |  |  | 0
GREAT FALLS NORTHWEST | GREAT FALLS NORTHWEST (EAST BANK) | 20000 |  |  |  |  | 0
GREAT FALLS NORTHWEST | GREAT FALLS NORTHWEST (WEST BANK) | 20000 |  |  |  |  | 0
GREAT FALLS RIVERVIEW | GREAT FALLS RIVERVIEW #1 | 20000 |  |  |  |  | 0
GREAT FALLS RIVERVIEW | GREAT FALLS RIVERVIEW #2 | 25000 |  |  |  |  | 0
GREAT FALLS SOUTHEAST | GREAT FALLS SOUTHEAST | 42000 |  |  |  |  | 0
GREAT FALLS SOUTHWEST | GREAT FALLS SOUTHWEST | 20000 |  |  |  |  | 0
GREY | GREY CLIFF | 1800 |  |  |  |  | 0
GRIZZLY | GRIZZLY PEAK | 5000 |  |  |  |  | 0
HAMILTON SOUTHSIDE | HAMILTON SOUTHSIDE 1 | 20000 |  |  |  |  | 0
HAMILTON SOUTHSIDE | HAMILTON SOUTHSIDE 2 | 20000 |  |  |  |  | 0
HARDIN | HARDIN CITY | 20000 |  |  |  |  | 0
HARLEM | HARLEM | 5600 |  |  |  |  | 0
HARLOWTON | HARLOWTON | 2500 |  |  |  |  | 0
HARRISON | HARRISON - PONY | 2496 |  |  |  |  | 0
HAUGAN | HAUGAN | 1500 |  |  |  |  | 0
HAUSER | HAUSER DIST | 4998 |  |  |  |  | 0
HAVRE CITY | HAVRE CITY | 9375 |  |  |  |  | 0
HAVRE CITY | HAVRE CITY EAST BANK 1 | 6250 |  |  |  |  | 0
HAVRE CITY | HAVRE CITY WEST BANK 3 | 6250 |  |  |  |  | 0
HAVRE EASTSIDE | HAVRE EASTSIDE | 12500 |  |  |  |  | 0
HAVRE HIGHLAND | HAVRE HIGHLAND PARK | 10500 |  |  |  |  | 0
HELENA EASTSIDE | HELENA EASTSIDE 1 | 20000 |  |  |  |  | 0
HELENA GOLF COURSE | HELENA GOLF COURSE 1 | 20000 |  |  |  |  | 0
HELENA GOLF COURSE | HELENA GOLF COURSE 2 | 42000 |  |  |  |  | 0
HELENA SOUTHSIDE | HELENA SOUTHSIDE 1 | 20000 |  |  |  |  | 0
HELENA SOUTHSIDE | HELENA SOUTHSIDE 2 | 20000 |  |  |  |  | 0
HELENA VALLEY | HELENA VALLEY 1 | 25000 |  |  |  |  | 0
HELENA VALLEY | HELENA VALLEY 2 | 20000 |  |  |  |  | 0
HELENA WESTSIDE | HELENA WESTSIDE 1 | 6240 |  |  |  |  | 0
HELENA WESTSIDE | HELENA WESTSIDE 2 | 25000 |  |  |  |  | 0
HELENA WESTSIDE | HELENA WESTSIDE 3 | 12500 |  |  |  |  | 0
HILLVIEW | HILLVIEW HEIGHTS #5 | 20000 |  |  |  |  | 0
HINGHAM | HINGHAM | 1000 |  |  |  |  | 0
HINSDALE | HINSDALE | 600 |  |  |  |  | 1
INDUSTRIAL SUB #3 | INDUSTRIAL SUB #3 - BANK 1 | 20000 |  |  |  |  | 0
INDUSTRIAL SUB #3 | INDUSTRIAL SUB #3 - BANK 2 | 20000 |  |  |  |  | 0
INDUSTRIAL SUB #3 | INDUSTRIAL SUB #3 - BANK 3 | 20000 |  |  |  |  | 0
INVERNESS | INVERNESS | 1500 |  |  |  |  | 0
IVANHOE | IVANHOE | 1800 |  |  |  |  | 0
JACKRABBIT | JACK RABBIT 3 | 22400 |  |  |  |  | 1
JIM | JIM COULEE | 5000 |  |  |  |  | 0
JOPLIN | JOPLIN | 750 |  |  |  |  | 0
KINGSHILL | KINGSHILL | 600 |  |  |  |  | 0
KREMLIN | KREMLIN | 600 |  |  |  |  | 0
LADUKE | LADUKE | 2500 |  |  |  |  | 0
LANDERS | LANDERS FORK | 12504 |  |  |  |  | 0
LAURIN | LAURIN | 5000 |  |  |  |  | 0
LAVINA | LAVINA | 5000 |  |  |  |  | 0
LAVINA | LAVINA PUMP | 9375 |  |  |  |  | 0
LEWISTOWN #1 | LEWISTOWN #1 | 5000 |  |  |  |  | 0
LEWISTOWN BOULEVARD | LEWISTOWN BOULEVARD 1 | 7500 |  |  |  |  | 0
LEWISTOWN BOULEVARD | LEWISTOWN BOULEVARD 2 | 5000 |  |  |  |  | 0
LIVINGSTON NORTHSIDE | LIVINGSTON NORTHSIDE | 5000 |  |  |  |  | 1
LIVINGSTON WESTSIDE | LIVINGSTON WESTSIDE 1 | 12000 |  |  |  |  | 0
LIVINGSTON WESTSIDE | LIVINGSTON WESTSIDE BNK 2 | 12500 |  |  |  |  | 0
LOHMAN | LOHMAN | 2498.4 |  |  |  |  | 0
LOLO | LOLO | 20000 |  |  |  |  | 0
LOMA | LOMA | 2500 |  |  |  |  | 0
LOWETH | LOWETH | 6240 |  |  |  |  | 0
MADISON | MADISON VALLEY | 2500 |  |  |  |  | 0
MALTA CITY | MALTA CITY BANK 1 | 5000 |  |  |  |  | 0
MALTA EAST | MALTA EAST RURAL | 750 |  |  |  |  | 0
MANHATTAN | MANHATTAN | 12500 |  |  |  |  | 0
MARTINSDALE | MARTINSDALE | 3000 |  |  |  |  | 0
MELSTONE | MELSTONE | 3000 |  |  |  |  | 0
MELVILLE | MELVILLE | 2500 |  |  |  |  | 0
MISSION | MISSION | 5616 |  |  |  |  | 0
MOCCASIN | MOCCASIN | 1800 |  |  |  |  | 0
MONARCH | MONARCH | 2502 |  |  |  |  | 0
MONTANA PHOSPHATE | MONTANA PHOSPHATE | 6250 |  |  |  |  | 0
MOORE | MOORE | 2000 |  |  |  |  | 0
MORONY | MORONY RURAL | 1000 |  |  |  |  | 0
MUIR | MUIR | 3750 |  |  |  |  | 0
MUSSELSHELL | MUSSELSHELL | 7500 |  |  |  |  | 0
NASHUA | NASHUA | 1000 |  |  |  |  | 0
NEWMONT | NEWMONT | 3000 |  |  |  |  | 0
NIHILL | NIHILL | 1000 |  |  |  |  | 0
PARK CITY | PARK CITY | 2000 |  |  |  |  | 0
PATTERSON | PATTERSON | 12500 |  |  |  |  | 0
PHILIPSBURG SOUTH | PHILIPSBURG SOUTH | 14000 |  |  |  |  | 0
PLAINS | PLAINS | 28000 |  |  |  |  | 0
PORTAGE | PORTAGE | 1000 |  |  |  |  | 0
POWER | POWER | 2000 |  |  |  |  | 0
RAILWELDER | RAILWELDER | 5000 |  |  |  |  | 0
RED LODGE NORTHSIDE | RED LODGE NORTHSIDE | 12500 |  |  |  |  | 0
RENOVA | RENOVA | 3125 |  |  |  |  | 0
RESERVE ST | RESERVE ST BANK 2 | 25000 |  |  |  |  | 0
RIVERSIDE | RIVERSIDE | 12500 |  |  |  |  | 0
ROCKVALE | ROCKVALE | 3125 |  |  |  |  | 0
ROUNDUP | ROUNDUP BANK 2 | 5000 |  |  |  |  | 0
ROUNDUP | ROUNDUP BANK 4 | 3750 |  |  |  |  | 0
RUDYARD | RUDYARD | 1500 |  |  |  |  | 0
RUSSELL STREET | RUSSELL STREET #2 BANK 1 | 20000 |  |  |  |  | 0
RUSSELL STREET | RUSSELL STREET #2 BANK 2 | 20000 |  |  |  |  | 0
RUSSELL STREET | RUSSELL STREET #2 BANK 3 | 20000 |  |  |  |  | 0
RYEGATE | RYEGATE | 1000 |  |  |  |  | 0
SACO | SACO | 999 |  |  |  |  | 0
SHERIDAN CITY | SHERIDAN CITY | 5000 |  |  |  |  | 0
SHILOH | SHILOH | 50000 |  |  |  |  | 0
GFALLS SOUTHSIDE | SOUTHSIDE EAST BANK | 20000 |  |  |  |  | 0
GFALLS SOUTHSIDE | SOUTHSIDE WEST BANK | 20000 |  |  |  |  | 0
SPOKANE BENCH | SPOKANE BENCH | 6250 |  |  |  |  | 0
SPRINGDALE PUMP | SPRINGDALE PUMP | 3750 |  |  |  |  | 0
ST. REGIS | ST. REGIS | 7000 |  |  |  |  | 0
STANFORD CITY | STANFORD CITY | 5000 |  |  |  |  | 0
STEVENSVILLE | STEVENSVILLE | 25000 |  |  |  |  | 0
STILLWATER | STILLWATER | 35000 |  |  |  |  | 0
STOCKETT | STOCKETT | 2500 |  |  |  |  | 0
STRAW | STRAW | 2000 |  |  |  |  | 0
SUMATRA | SUMATRA | 5000 |  |  |  |  | 0
SUPERIOR | SUPERIOR | 5000 |  |  |  |  | 0
TARGET RANGE | TARGET RANGE #7 - 1 | 20000 |  |  |  |  | 0
TARGET RANGE | TARGET RANGE #7 - 2 | 20000 |  |  |  |  | 0
THOMPSON FALLS | THOMPSON FALLS CITY | 20000 |  |  |  |  | 0
TODD | TODD | 7500 |  |  |  |  | 0
TOSTON | TOSTON | 6250 |  |  |  |  | 0
TOWNSEND | TOWNSEND | 20000 |  |  |  |  | 0
TUNIS | TUNIS SUB | 6250 |  |  |  |  | 0
TWIN BRIDGES | TWIN BRIDGES | 3000 |  |  |  |  | 0
TWO DOT | TWO DOT | 1000 |  |  |  |  | 0
ULM | ULM | 10000 |  |  |  |  | 0
UTICA PUMP | UTICA PUMP | 9375 |  |  |  |  | 0
VALIER | VALIER | 1500 |  |  |  |  | 0
VALIER - WILLIAMS | VALIER - WILLIAMS | 14000 |  |  |  |  | 0
VALIER-BULLHEAD | VALIER-BULLHEAD | 3000 |  |  |  |  | 0
VAUGHN | VAUGHN | 5000 |  |  |  |  | 0
VIRGINIA | VIRGINIA CITY | 2500 |  |  |  |  | 0
WAYNE PUMP | WAYNE PUMP | 9375 |  |  |  |  | 0
WHITEHALL | WHITEHALL | 5000 |  |  |  |  | 0
WILLOW CREEK | WILLOW CREEK | 2500 |  |  |  |  | 0
WINDHAM | WINDHAM | 1000 |  |  |  |  | 0
WOLF | WOLF CREEK | 4992 |  |  |  |  | 0
ZURICH | ZURICH | 1503 |  |  |  |  | 0
Solar Capacities - Low (kW of Capacity Equivalence)
Substation | Transformer | Nameplate | Peak 2017 Loading | Winter Peak | Summer Peak | Peak Season | Planned Substation Upgrade | Capacity Equivalence Factor | Allocation | 2017 | 2018 | 2019 | 2020 | 2021 | 2022 | 2023 | 2024 | 2025 | 2026 | 2027 | 2028 | 2029 | 2030 | 2031 | 2032 | 2033 | 2034 | 2035 | 2036 | 2037 | 2038 | 2039 | 2040 | 2041 | 2042 | 2043 | 2044 | 2045
ABSAROKEE | ABSAROKEE | 6250 |  |  |  |  | 0 | 52.14% | 0.3527% | 0 | 0 | 0 | 0 | 0 | 0 | 0 | 0 | 0 | 0 | 0 | 0 | 0 | 0 | 0 | 0 | 0 | 0 | 0 | 0 | 0 | 0 | 0 | 0 | 0 | 0 | 0 | 0 | 0 | 0 | 0 | 0 | 0 | 0 | 0 | 0 | 0 | 0 | 0 | 0 | 0 | 0 | 0 | 0 | 0 | 0 | 0 | 0 | 0 | 0 | 0 | 0 | 0 | 0 | 0 | 0 | 0 | 0
ALBERTON | ALBERTON | 2500 |  |  |  |  | 1 | 52.14% | 0.2619% | 0 | 0 | 0 | 0 | 0 | 0 | 0 | 0 | 0 | 0 | 0 | 0 | 0 | 0 | 0 | 0 | 0 | 0 | 0 | 0 | 0 | 0 | 0 | 0 | 0 | 0 | 0 | 0 | 0 | 0 | 0 | 0 | 0 | 0 | 0 | 0 | 0 | 0 | 0 | 0 | 0 | 0 | 0 | 0 | 0 | 0 | 0 | 0 | 0 | 0 | 0 | 0 | 0 | 0 | 0 | 0 | 0 | 0
AMSTERDAM | AMSTERDAM | 5500 |  |  |  |  | 1 | 52.14% | 0.3976% | 25.1838 | 35.3564 | 47.8128 | 62.4505 | 78.9237 | 97.7533 | 119.0388 | 143.6901 | 173.1589 | 205.8934 | 242.3003 | 277.9772 | 307.6723 | 334.4534 | 360.1976 | 383.1801 | 402.1722 | 417.5945 | 428.9312 | 437.7624 | 445.6083 | 452.0965 | 457.178 | 461.402 | 465.3568 | 468.8617 | 471.6717 | 474.5704 | 478.2168 | 25.1838 | 35.3564 | 47.8128 | 62.4505 | 78.9237 | 97.7533 | 119.0388 | 143.6901 | 173.1589 | 205.8934 | 242.3003 | 277.9772 | 307.6723 | 334.4534 | 360.1976 | 383.1801 | 402.1722 | 417.5945 | 428.9312 | 437.7624 | 445.6083 | 452.0965 | 457.178 | 461.402 | 465.3568 | 468.8617 | 471.6717 | 474.5704 | 478.2168
ANACONDA CITY | ANACONDA CITY 3 | 10000 |  |  |  |  | 0 | 52.14% | 0.6582% | 0 | 0 | 0 | 0 | 0 | 0 | 0 | 0 | 0 | 0 | 0 | 0 | 0 | 0 | 0 | 0 | 0 | 0 | 0 | 0 | 0 | 0 | 0 | 0 | 0 | 0 | 0 | 0 | 0 | 0 | 0 | 0 | 0 | 0 | 0 | 0 | 0 | 0 | 0 | 0 | 0 | 0 | 0 | 0 | 0 | 0 | 0 | 0 | 0 | 0 | 0 | 0 | 0 | 0 | 0 | 0 | 0 | 0
ANACONDA CITY | ANACONDA CITY 4 | 10000 |  |  |  |  | 0 | 52.14% | 0.5084% | 32.2024 | 45.2102 | 61.1382 | 79.8553 | 100.9195 | 124.9969 | 152.2146 | 183.7362 | 221.4179 | 263.2755 | 309.8288 | 355.4487 | 393.4198 | 427.6647 | 460.5838 | 489.9715 | 514.2567 | 533.9771 | 548.4733 | 559.7658 | 569.7984 | 578.0947 | 584.5925 | 589.9937 | 595.0506 | 599.5323 | 603.1255 | 606.832 | 611.4948 | 32.2024 | 45.2102 | 61.1382 | 79.8553 | 100.9195 | 124.9969 | 152.2146 | 183.7362 | 221.4179 | 263.2755 | 309.8288 | 355.4487 | 393.4198 | 427.6647 | 460.5838 | 489.9715 | 514.2567 | 533.9771 | 548.4733 | 559.7658 | 569.7984 | 578.0947 | 584.5925 | 589.9937 | 595.0506 | 599.5323 | 603.1255 | 606.832 | 611.4948
AUGUSTA | AUGUSTA | 1500 |  |  |  |  | 0 | 52.14% | 0.06775% | 4.2918 | 6.0254 | 8.1482 | 10.6428 | 13.4501 | 16.6591 | 20.2865 | 24.4876 | 29.5097 | 35.0883 | 41.2927 | 47.3727 | 52.4334 | 56.9974 | 61.3847 | 65.3014 | 68.538 | 71.1663 | 73.0983 | 74.6033 | 75.9404 | 77.0461 | 77.9121 | 78.6319 | 79.3059 | 79.9032 | 80.3821 | 80.8761 | 81.4975 | 4.2918 | 6.0254 | 8.1482 | 10.6428 | 13.4501 | 16.6591 | 20.2865 | 24.4876 | 29.5097 | 35.0883 | 41.2927 | 47.3727 | 52.4334 | 56.9974 | 61.3847 | 65.3014 | 68.538 | 71.1663 | 73.0983 | 74.6033 | 75.9404 | 77.0461 | 77.9121 | 78.6319 | 79.3059 | 79.9032 | 80.3821 | 80.8761 | 81.4975
BARBER | BARBER | 750 |  |  |  |  | 0 | 52.14% | 0.01847% | 1.1702 | 1.6429 | 2.2217 | 2.9019 | 3.6674 | 4.5423 | 5.5314 | 6.6769 | 8.0462 | 9.5673 | 11.259 | 12.9168 | 14.2966 | 15.5411 | 16.7373 | 17.8053 | 18.6878 | 19.4044 | 19.9312 | 20.3415 | 20.7061 | 21.0076 | 21.2437 | 21.44 | 21.6238 | 21.7866 | 21.9172 | 22.0519 | 22.2213 | 1.1702 | 1.6429 | 2.2217 | 2.9019 | 3.6674 | 4.5423 | 5.5314 | 6.6769 | 8.0462 | 9.5673 | 11.259 | 12.9168 | 14.2966 | 15.5411 | 16.7373 | 17.8053 | 18.6878 | 19.4044 | 19.9312 | 20.3415 | 20.7061 | 21.0076 | 21.2437 | 21.44 | 21.6238 | 21.7866 | 21.9172 | 22.0519 | 22.2213
BASIN | BASIN | 750 |  |  |  |  | 0 | 52.14% | 0.04358% | 2.7608 | 3.876 | 5.2415 | 6.8462 | 8.6521 | 10.7163 | 13.0497 | 15.7522 | 18.9827 | 22.5713 | 26.5624 | 30.4735 | 33.7289 | 36.6648 | 39.487 | 42.0065 | 44.0885 | 45.7792 | 47.022 | 47.9901 | 48.8502 | 49.5615 | 50.1186 | 50.5816 | 51.0152 | 51.3994 | 51.7075 | 52.0252 | 52.425 | 2.7608 | 3.876 | 5.2415 | 6.8462 | 8.6521 | 10.7163 | 13.0497 | 15.7522 | 18.9827 | 22.5713 | 26.5624 | 30.4735 | 33.7289 | 36.6648 | 39.487 | 42.0065 | 44.0885 | 45.7792 | 47.022 | 47.9901 | 48.8502 | 49.5615 | 50.1186 | 50.5816 | 51.0152 | 51.3994 | 51.7075 | 52.0252 | 52.425
BELGRADE | BELGRADE 1 | 20000 |  |  |  |  | 0 | 52.14% | 1.544% | 0 | 0 | 0 | 0 | 0 | 0 | 0 | 0 | 0 | 0 | 0 | 0 | 0 | 0 | 0 | 0 | 0 | 0 | 0 | 0 | 0 | 0 | 0 | 0 | 0 | 0 | 0 | 0 | 0 | 0 | 0 | 0 | 0 | 0 | 0 | 0 | 0 | 0 | 0 | 0 | 0 | 0 | 0 | 0 | 0 | 0 | 0 | 0 | 0 | 0 | 0 | 0 | 0 | 0 | 0 | 0 | 0 | 0
BELGRADE | BELGRADE 2 | 20000 |  |  |  |  | 0 | 52.14% | 1.314% | 0 | 0 | 0 | 0 | 0 | 0 | 0 | 0 | 0 | 0 | 0 | 0 | 0 | 0 | 0 | 0 | 0 | 0 | 0 | 0 | 0 | 0 | 0 | 0 | 0 | 0 | 0 | 0 | 0 | 0 | 0 | 0 | 0 | 0 | 0 | 0 | 0 | 0 | 0 | 0 | 0 | 0 | 0 | 0 | 0 | 0 | 0 | 0 | 0 | 0 | 0 | 0 | 0 | 0 | 0 | 0 | 0 | 0
BELT | BELT | 5000 |  |  |  |  | 0 | 52.14% | 0.1067% | 0 | 0 | 0 | 0 | 0 | 0 | 0 | 0 | 0 | 0 | 0 | 0 | 0 | 0 | 0 | 0 | 0 | 0 | 0 | 0 | 0 | 0 | 0 | 0 | 0 | 0 | 0 | 0 | 0 | 0 | 0 | 0 | 0 | 0 | 0 | 0 | 0 | 0 | 0 | 0 | 0 | 0 | 0 | 0 | 0 | 0 | 0 | 0 | 0 | 0 | 0 | 0 | 0 | 0 | 0 | 0 | 0 | 0
BIG SANDY | BIG SANDY | 2500 |  |  |  |  | 0 | 52.14% | 0.1093% | 6.9268 | 9.7248 | 13.151 | 17.1771 | 21.7081 | 26.8872 | 32.7418 | 39.5222 | 47.6277 | 56.6314 | 66.6451 | 76.4581 | 84.6258 | 91.992 | 99.073 | 105.3944 | 110.6182 | 114.8601 | 117.9783 | 120.4073 | 122.5654 | 124.3499 | 125.7476 | 126.9094 | 127.9972 | 128.9612 | 129.7341 | 130.5314 | 131.5344 | 6.9268 | 9.7248 | 13.151 | 17.1771 | 21.7081 | 26.8872 | 32.7418 | 39.5222 | 47.6277 | 56.6314 | 66.6451 | 76.4581 | 84.6258 | 91.992 | 99.073 | 105.3944 | 110.6182 | 114.8601 | 117.9783 | 120.4073 | 122.5654 | 124.3499 | 125.7476 | 126.9094 | 127.9972 | 128.9612 | 129.7341 | 130.5314 | 131.5344
LONE MOUNTAIN | BIG SKY LONE MOUNTAIN BANK 1 | 42000 |  |  |  |  | 0 | 52.14% | 0.7388% | 0 | 0 | 0 | 0 | 0 | 0 | 0 | 0 | 0 | 0 | 0 | 0 | 0 | 0 | 0 | 0 | 0 | 0 | 0 | 0 | 0 | 0 | 0 | 0 | 0 | 0 | 0 | 0 | 0 | 0 | 0 | 0 | 0 | 0 | 0 | 0 | 0 | 0 | 0 | 0 | 0 | 0 | 0 | 0 | 0 | 0 | 0 | 0 | 0 | 0 | 0 | 0 | 0 | 0 | 0 | 0 | 0 | 0
LONE MOUNTAIN | BIG SKY LONE MOUNTAIN BANK 2 | 42000 |  |  |  |  | 0 | 52.14% | 0.304% | 0 | 0 | 0 | 0 | 0 | 0 | 0 | 0 | 0 | 0 | 0 | 0 | 0 | 0 | 0 | 0 | 0 | 0 | 0 | 0 | 0 | 0 | 0 | 0 | 0 | 0 | 0 | 0 | 0 | 0 | 0 | 0 | 0 | 0 | 0 | 0 | 0 | 0 | 0 | 0 | 0 | 0 | 0 | 0 | 0 | 0 | 0 | 0 | 0 | 0 | 0 | 0 | 0 | 0 | 0 | 0 | 0 | 0
BIG SKY MEADOW | BIG SKY MEADOW VILLAGE | 25000 |  |  |  |  | 0 | 52.14% | 1.688% | 0 | 0 | 0 | 0 | 0 | 0 | 0 | 0 | 0 | 0 | 0 | 0 | 0 | 0 | 0 | 0 | 0 | 0 | 0 | 0 | 0 | 0 | 0 | 0 | 0 | 0 | 0 | 0 | 0 | 0 | 0 | 0 | 0 | 0 | 0 | 0 | 0 | 0 | 0 | 0 | 0 | 0 | 0 | 0 | 0 | 0 | 0 | 0 | 0 | 0 | 0 | 0 | 0 | 0 | 0 | 0 | 0 | 0
BIG TIMBER | BIG TIMBER | 6250 |  |  |  |  | 0 | 52.14% | 1.643% | 0 | 0 | 0 | 0 | 0 | 0 | 0 | 0 | 0 | 0 | 0 | 0 | 0 | 0 | 0 | 0 | 0 | 0 | 0 | 0 | 0 | 0 | 0 | 0 | 0 | 0 | 0 | 0 | 0 | 0 | 0 | 0 | 0 | 0 | 0 | 0 | 0 | 0 | 0 | 0 | 0 | 0 | 0 | 0 | 0 | 0 | 0 | 0 | 0 | 0 | 0 | 0 | 0 | 0 | 0 | 0 | 0 | 0
BILLINGS 8TH ST. | BILLINGS 8TH ST. 1 | 42000 |  |  |  |  | 0 | 52.94% | 1.221% | 78.5475 | 110.2758 | 149.127 | 194.7817 | 246.161 | 304.8901 | 371.2791 | 448.1659 | 540.0785 | 642.1766 | 755.7286 | 867.004 | 959.6223 | 1043.1518 | 1123.4474 | 1195.1294 | 1254.3654 | 1302.4669 | 1337.8258 | 1365.3703 | 1389.8415 | 1410.0778 | 1425.9271 | 1439.1016 | 1451.4364 | 1462.3681 | 1471.1325 | 1480.1734 | 1491.5466 | 78.5475 | 110.2758 | 149.127 | 194.7817 | 246.161 | 304.8901 | 371.2791 | 448.1659 | 540.0785 | 642.1766 | 755.7286 | 867.004 | 959.6223 | 1043.1518 | 1123.4474 | 1195.1294 | 1254.3654 | 1302.4669 | 1337.8258 | 1365.3703 | 1389.8415 | 1410.0778 | 1425.9271 | 1439.1016 | 1451.4364 | 1462.3681 | 1471.1325 | 1480.1734 | 1491.5466
BILLINGS 8TH ST. | BILLINGS 8TH ST. 2 | 42000 |  |  |  |  | 0 | 52.94% | 1.455% | 93.6035 | 131.4135 | 177.7117 | 232.1174 | 293.3451 | 363.3314 | 442.4458 | 534.0703 | 643.6007 | 765.2689 | 900.5865 | 1033.1911 | 1143.5626 | 1243.103 | 1338.7896 | 1424.2116 | 1494.8019 | 1552.1236 | 1594.2601 | 1627.0842 | 1656.2461 | 1680.3613 | 1699.2485 | 1714.9483 | 1729.6474 | 1742.6746 | 1753.119 | 1763.8928 | 1777.4461 | 93.6035 | 131.4135 | 177.7117 | 232.1174 | 293.3451 | 363.3314 | 442.4458 | 534.0703 | 643.6007 | 765.2689 | 900.5865 | 1033.1911 | 1143.5626 | 1243.103 | 1338.7896 | 1424.2116 | 1494.8019 | 1552.1236 | 1594.2601 | 1627.0842 | 1656.2461 | 1680.3613 | 1699.2485 | 1714.9483 | 1729.6474 | 1742.6746 | 1753.119 | 1763.8928 | 1777.4461
BILLINGS 8TH ST. | BILLINGS 8TH ST. 3 | 42000 |  |  |  |  | 0 | 52.94% | 1.45% | 93.262 | 130.9341 | 177.0634 | 231.2706 | 292.2749 | 362.0059 | 440.8317 | 532.1219 | 641.2528 | 762.4771 | 897.3011 | 1029.422 | 1139.3908 | 1238.568 | 1333.9055 | 1419.016 | 1489.3487 | 1546.4613 | 1588.4441 | 1621.1485 | 1650.204 | 1674.2312 | 1693.0495 | 1708.692 | 1723.3375 | 1736.3171 | 1746.7234 | 1757.458 | 1770.9618 | 93.262 | 130.9341 | 177.0634 | 231.2706 | 292.2749 | 362.0059 | 440.8317 | 532.1219 | 641.2528 | 762.4771 | 897.3011 | 1029.422 | 1139.3908 | 1238.568 | 1333.9055 | 1419.016 | 1489.3487 | 1546.4613 | 1588.4441 | 1621.1485 | 1650.204 | 1674.2312 | 1693.0495 | 1708.692 | 1723.3375 | 1736.3171 | 1746.7234 | 1757.458 | 1770.9618
BILLINGS BELLROCK | BILLINGS BELLROCK 1 | 42000 |  |  |  |  | 0 | 52.14% | 0.7154% | 45.3177 | 63.6232 | 86.0383 | 112.3786 | 142.0217 | 175.9052 | 214.2081 | 258.5676 | 311.5963 | 370.5014 | 436.0148 | 500.2147 | 553.6505 | 601.8425 | 648.1687 | 689.5254 | 723.7014 | 751.4534 | 771.8536 | 787.7453 | 801.8639 | 813.5391 | 822.6833 | 830.2843 | 837.4008 | 843.7078 | 848.7644 | 853.9805 | 860.5423 | 45.3177 | 63.6232 | 86.0383 | 112.3786 | 142.0217 | 175.9052 | 214.2081 | 258.5676 | 311.5963 | 370.5014 | 436.0148 | 500.2147 | 553.6505 | 601.8425 | 648.1687 | 689.5254 | 723.7014 | 751.4534 | 771.8536 | 787.7453 | 801.8639 | 813.5391 | 822.6833 | 830.2843 | 837.4008 | 843.7078 | 848.7644 | 853.9805 | 860.5423
BILLINGS BELLROCK | BILLINGS BELLROCK 2 | 42000 |  |  |  |  | 0 | 52.14% | 0.6539% | 41.422 | 58.154 | 78.6422 | 102.7181 | 129.813 | 160.7838 | 195.7941 | 236.3403 | 284.8105 | 338.6519 | 398.5336 | 457.2146 | 506.0569 | 550.1062 | 592.4501 | 630.2516 | 661.4897 | 686.8561 | 705.5026 | 720.0282 | 732.9331 | 743.6047 | 751.9628 | 758.9104 | 765.4151 | 771.18 | 775.8019 | 780.5696 | 786.5673 | 41.422 | 58.154 | 78.6422 | 102.7181 | 129.813 | 160.7838 | 195.7941 | 236.3403 | 284.8105 | 338.6519 | 398.5336 | 457.2146 | 506.0569 | 550.1062 | 592.4501 | 630.2516 | 661.4897 | 686.8561 | 705.5026 | 720.0282 | 732.9331 | 743.6047 | 751.9628 | 758.9104 | 765.4151 | 771.18 | 775.8019 | 780.5696 | 786.5673
BILLINGS EASTSIDE | BILLINGS EASTSIDE 3 | 20000 |  |  |  |  | 0 | 52.14% | 0.6055% | 38.3563 | 53.8498 | 72.8216 | 95.1157 | 120.2052 | 148.8838 | 181.3028 | 218.8481 | 263.7308 | 313.5873 | 369.037 | 423.3749 | 468.6022 | 509.3913 | 548.6012 | 583.6049 | 612.531 | 636.0199 | 653.2864 | 666.7368 | 678.6866 | 688.5684 | 696.3079 | 702.7413 | 708.7646 | 714.1028 | 718.3826 | 722.7974 | 728.3512 | 38.3563 | 53.8498 | 72.8216 | 95.1157 | 120.2052 | 148.8838 | 181.3028 | 218.8481 | 263.7308 | 313.5873 | 369.037 | 423.3749 | 468.6022 | 509.3913 | 548.6012 | 583.6049 | 612.531 | 636.0199 | 653.2864 | 666.7368 | 678.6866 | 688.5684 | 696.3079 | 702.7413 | 708.7646 | 714.1028 | 718.3826 | 722.7974 | 728.3512
BILLINGS EASTSIDE | BILLINGS EASTSIDE 4 | 20000 |  |  |  |  | 0 | 52.14% | 0.6422% | 40.684 | 57.1179 | 77.241 | 100.888 | 127.5002 | 157.9192 | 192.3056 | 232.1295 | 279.736 | 332.6182 | 391.4329 | 449.0685 | 497.0406 | 540.3051 | 581.8945 | 619.0225 | 649.704 | 674.6185 | 692.9328 | 707.1995 | 719.8745 | 730.356 | 738.5652 | 745.389 | 751.7778 | 757.44 | 761.9795 | 766.6623 | 772.5531 | 40.684 | 57.1179 | 77.241 | 100.888 | 127.5002 | 157.9192 | 192.3056 | 232.1295 | 279.736 | 332.6182 | 391.4329 | 449.0685 | 497.0406 | 540.3051 | 581.8945 | 619.0225 | 649.704 | 674.6185 | 692.9328 | 707.1995 | 719.8745 | 730.356 | 738.5652 | 745.389 | 751.7778 | 757.44 | 761.9795 | 766.6623 | 772.5531
BILLINGS EASTSIDE | BILLINGS EASTSIDE 5 | 20000 |  |  |  |  | 0 | 52.14% | 0.5341% | 33.8331 | 47.4996 | 64.2342 | 83.8992 | 106.0301 | 131.3267 | 159.9228 | 193.0406 | 232.6305 | 276.6077 | 325.5185 | 373.4487 | 413.3426 | 449.3217 | 483.9077 | 514.7837 | 540.2987 | 561.0177 | 576.248 | 588.1123 | 598.6529 | 607.3694 | 614.1962 | 619.8709 | 625.184 | 629.8926 | 633.6678 | 637.562 | 642.4609 | 33.8331 | 47.4996 | 64.2342 | 83.8992 | 106.0301 | 131.3267 | 159.9228 | 193.0406 | 232.6305 | 276.6077 | 325.5185 | 373.4487 | 413.3426 | 449.3217 | 483.9077 | 514.7837 | 540.2987 | 561.0177 | 576.248 | 588.1123 | 598.6529 | 607.3694 | 614.1962 | 619.8709 | 625.184 | 629.8926 | 633.6678 | 637.562 | 642.4609
BILLINGS KING AVE | BILLINGS KING AVE. 1 | 20000 |  |  |  |  | 0 | 52.14% | 0.6403% | 40.5637 | 56.9489 | 77.0125 | 100.5895 | 127.1229 | 157.4519 | 191.7366 | 231.4427 | 278.9083 | 331.634 | 390.2748 | 447.7398 | 495.5699 | 538.7064 | 580.1728 | 617.1909 | 647.7817 | 672.6224 | 690.8825 | 705.107 | 717.7445 | 728.195 | 736.3799 | 743.1835 | 749.5534 | 755.1988 | 759.725 | 764.3939 | 770.2673 | 40.5637 | 56.9489 | 77.0125 | 100.5895 | 127.1229 | 157.4519 | 191.7366 | 231.4427 | 278.9083 | 331.634 | 390.2748 | 447.7398 | 495.5699 | 538.7064 | 580.1728 | 617.1909 | 647.7817 | 672.6224 | 690.8825 | 705.107 | 717.7445 | 728.195 | 736.3799 | 743.1835 | 749.5534 | 755.1988 | 759.725 | 764.3939 | 770.2673
BILLINGS KING AVE | BILLINGS KING AVE. 2 | 20000 |  |  |  |  | 0 | 52.14% | 0.3577% | 22.6593 | 31.8122 | 43.02 | 56.1904 | 71.0122 | 87.9543 | 107.1061 | 129.2863 | 155.8011 | 185.2542 | 218.0116 | 250.1121 | 276.8306 | 300.927 | 324.0906 | 344.7693 | 361.8576 | 375.7339 | 385.9342 | 393.8802 | 400.9396 | 406.7773 | 411.3495 | 415.1501 | 418.7084 | 421.862 | 424.3903 | 426.9984 | 430.2794 | 22.6593 | 31.8122 | 43.02 | 56.1904 | 71.0122 | 87.9543 | 107.1061 | 129.2863 | 155.8011 | 185.2542 | 218.0116 | 250.1121 | 276.8306 | 300.927 | 324.0906 | 344.7693 | 361.8576 | 375.7339 | 385.9342 | 393.8802 | 400.9396 | 406.7773 | 411.3495 | 415.1501 | 418.7084 | 421.862 | 424.3903 | 426.9984 | 430.2794
BILLINGS MERIDIAN | BILLINGS MERIDIAN BANK 1 | 20000 |  |  |  |  | 0 | 52.14% | 0.7639% | 48.3917 | 67.939 | 91.8745 | 120.0015 | 151.6554 | 187.8374 | 228.7384 | 276.107 | 332.7328 | 395.6336 | 465.5909 | 534.1457 | 591.2062 | 642.6673 | 692.1359 | 736.298 | 772.7922 | 802.4267 | 824.2107 | 841.1803 | 856.2566 | 868.7238 | 878.4883 | 886.6049 | 894.2041 | 900.939 | 906.3386 | 911.9085 | 918.9153 | 48.3917 | 67.939 | 91.8745 | 120.0015 | 151.6554 | 187.8374 | 228.7384 | 276.107 | 332.7328 | 395.6336 | 465.5909 | 534.1457 | 591.2062 | 642.6673 | 692.1359 | 736.298 | 772.7922 | 802.4267 | 824.2107 | 841.1803 | 856.2566 | 868.7238 | 878.4883 | 886.6049 | 894.2041 | 900.939 | 906.3386 | 911.9085 | 918.9153
BILLINGS MERIDIAN | BILLINGS MERIDIAN BANK 2 | 20000 |  |  |  |  | 0 | 52.14% | 0.5657% | 35.8371 | 50.313 | 68.0388 | 88.8686 | 112.3102 | 139.1052 | 169.395 | 204.4743 | 246.4092 | 292.9911 | 344.7989 | 395.568 | 437.8248 | 475.9349 | 512.5695 | 545.2742 | 572.3004 | 594.2466 | 610.379 | 622.9461 | 634.111 | 643.3438 | 650.575 | 656.5858 | 662.2135 | 667.2011 | 671.1998 | 675.3247 | 680.5137 | 35.8371 | 50.313 | 68.0388 | 88.8686 | 112.3102 | 139.1052 | 169.395 | 204.4743 | 246.4092 | 292.9911 | 344.7989 | 395.568 | 437.8248 | 475.9349 | 512.5695 | 545.2742 | 572.3004 | 594.2466 | 610.379 | 622.9461 | 634.111 | 643.3438 | 650.575 | 656.5858 | 662.2135 | 667.2011 | 671.1998 | 675.3247 | 680.5137
BILLINGS RIMROCK | BILLINGS RIMROCK | 20000 |  |  |  |  | 0 | 52.14% | 0.3911% | 24.7765 | 34.7847 | 47.0396 | 61.4406 | 77.6474 | 96.1725 | 117.1138 | 141.3665 | 170.3588 | 202.5639 | 238.382 | 273.482 | 302.6969 | 329.0449 | 354.3728 | 376.9837 | 395.6687 | 410.8415 | 421.9949 | 430.6833 | 438.4024 | 444.7856 | 449.785 | 453.9406 | 457.8315 | 461.2797 | 464.0443 | 466.8961 | 470.4836 | 24.7765 | 34.7847 | 47.0396 | 61.4406 | 77.6474 | 96.1725 | 117.1138 | 141.3665 | 170.3588 | 202.5639 | 238.382 | 273.482 | 302.6969 | 329.0449 | 354.3728 | 376.9837 | 395.6687 | 410.8415 | 421.9949 | 430.6833 | 438.4024 | 444.7856 | 449.785 | 453.9406 | 457.8315 | 461.2797 | 464.0443 | 466.8961 | 470.4836
BILLINGS STEAMPLANT | BILLINGS STEAMPLANT SWYD A | 20000 |  |  |  |  | 0 | 52.14% | 0.6118% | 0 | 0 | 0 | 0 | 0 | 0 | 0 | 0 | 0 | 0 | 0 | 0 | 0 | 0 | 0 | 0 | 0 | 0 | 0 | 0 | 0 | 0 | 0 | 0 | 0 | 0 | 0 | 0 | 0 | 0 | 0 | 0 | 0 | 0 | 0 | 0 | 0 | 0 | 0 | 0 | 0 | 0 | 0 | 0 | 0 | 0 | 0 | 0 | 0 | 0 | 0 | 0 | 0 | 0 | 0 | 0 | 0 | 0
BILLINGS STEAMPLANT | BILLINGS STEAMPLANT SWYD B | 20000 |  |  |  |  | 0 | 52.14% | 0.5713% | 0 | 0 | 0 | 0 | 0 | 0 | 0 | 0 | 0 | 0 | 0 | 0 | 0 | 0 | 0 | 0 | 0 | 0 | 0 | 0 | 0 | 0 | 0 | 0 | 0 | 0 | 0 | 0 | 0 | 0 | 0 | 0 | 0 | 0 | 0 | 0 | 0 | 0 | 0 | 0 | 0 | 0 | 0 | 0 | 0 | 0 | 0 | 0 | 0 | 0 | 0 | 0 | 0 | 0 | 0 | 0 | 0 | 0
BILLINGS WICKS LANE | BILLINGS WICKS LANE 1 | 25000 |  |  |  |  | 0 | 52.14% | 0.3169% | 20.075 | 28.1841 | 38.1136 | 49.7819 | 62.9134 | 77.9233 | 94.8908 | 114.5414 | 138.0323 | 164.1263 | 193.1477 | 221.5873 | 245.2585 | 266.6068 | 287.1286 | 305.449 | 320.5884 | 332.8821 | 341.9191 | 348.9588 | 355.2131 | 360.3851 | 364.4358 | 367.8029 | 370.9554 | 373.7494 | 375.9894 | 378.3 | 381.2068 | 20.075 | 28.1841 | 38.1136 | 49.7819 | 62.9134 | 77.9233 | 94.8908 | 114.5414 | 138.0323 | 164.1263 | 193.1477 | 221.5873 | 245.2585 | 266.6068 | 287.1286 | 305.449 | 320.5884 | 332.8821 | 341.9191 | 348.9588 | 355.2131 | 360.3851 | 364.4358 | 367.8029 | 370.9554 | 373.7494 | 375.9894 | 378.3 | 381.2068
BILLINGS WICKS LANE | BILLINGS WICKS LANE 2 | 25000 |  |  |  |  | 0 | 52.14% | 0.2395% | 15.1701 | 21.2979 | 28.8013 | 37.6187 | 47.5418 | 58.8843 | 71.7062 | 86.5556 | 104.3069 | 124.0254 | 145.956 | 167.4469 | 185.3346 | 201.4669 | 216.9746 | 230.8187 | 242.2591 | 251.5491 | 258.3781 | 263.6978 | 268.424 | 272.3323 | 275.3933 | 277.9378 | 280.32 | 282.4313 | 284.124 | 285.8701 | 288.0666 | 15.1701 | 21.2979 | 28.8013 | 37.6187 | 47.5418 | 58.8843 | 71.7062 | 86.5556 | 104.3069 | 124.0254 | 145.956 | 167.4469 | 185.3346 | 201.4669 | 216.9746 | 230.8187 | 242.2591 | 251.5491 | 258.3781 | 263.6978 | 268.424 | 272.3323 | 275.3933 | 277.9378 | 280.32 | 282.4313 | 284.124 | 285.8701 | 288.0666
BONNER | BONNER FDR 61 & 62 | 20000 |  |  |  |  | 0 | 52.14% | 0.06356% | 0 | 0 | 0 | 0 | 0 | 0 | 0 | 0 | 0 | 0 | 0 | 0 | 0 | 0 | 0 | 0 | 0 | 0 | 0 | 0 | 0 | 0 | 0 | 0 | 0 | 0 | 0 | 0 | 0 | 0 | 0 | 0 | 0 | 0 | 0 | 0 | 0 | 0 | 0 | 0 | 0 | 0 | 0 | 0 | 0 | 0 | 0 | 0 | 0 | 0 | 0 | 0 | 0 | 0 | 0 | 0 | 0 | 0
BOULDER | BOULDER | 5000 |  |  |  |  | 0 | 52.14% | 0.4172% | 0 | 0 | 0 | 0 | 0 | 0 | 0 | 0 | 0 | 0 | 0 | 0 | 0 | 0 | 0 | 0 | 0 | 0 | 0 | 0 | 0 | 0 | 0 | 0 | 0 | 0 | 0 | 0 | 0 | 0 | 0 | 0 | 0 | 0 | 0 | 0 | 0 | 0 | 0 | 0 | 0 | 0 | 0 | 0 | 0 | 0 | 0 | 0 | 0 | 0 | 0 | 0 | 0 | 0 | 0 | 0 | 0 | 0
BOX ELDER | BOX ELDER | 1000 |  |  |  |  | 0 | 52.14% | 0.791% | 0 | 0 | 0 | 0 | 0 | 0 | 0 | 0 | 0 | 0 | 0 | 0 | 0 | 0 | 0 | 0 | 0 | 0 | 0 | 0 | 0 | 0 | 0 | 0 | 0 | 0 | 0 | 0 | 0 | 0 | 0 | 0 | 0 | 0 | 0 | 0 | 0 | 0 | 0 | 0 | 0 | 0 | 0 | 0 | 0 | 0 | 0 | 0 | 0 | 0 | 0 | 0 | 0 | 0 | 0 | 0 | 0 | 0
BOZEMAN EAST | BOZEMAN EAST GALLATIN 3 | 10000 |  |  |  |  | 0 | 52.14% | 0.8644% | 0 | 0 | 0 | 0 | 0 | 0 | 0 | 0 | 0 | 0 | 0 | 0 | 0 | 0 | 0 | 0 | 0 | 0 | 0 | 0 | 0 | 0 | 0 | 0 | 0 | 0 | 0 | 0 | 0 | 0 | 0 | 0 | 0 | 0 | 0 | 0 | 0 | 0 | 0 | 0 | 0 | 0 | 0 | 0 | 0 | 0 | 0 | 0 | 0 | 0 | 0 | 0 | 0 | 0 | 0 | 0 | 0 | 0
BOZEMAN EAST | BOZEMAN EAST GALLATIN 4 | 20000 |  |  |  |  | 0 | 52.14% | 0.9796% | 0 | 0 | 0 | 0 | 0 | 0 | 0 | 0 | 0 | 0 | 0 | 0 | 0 | 0 | 0 | 0 | 0 | 0 | 0 | 0 | 0 | 0 | 0 | 0 | 0 | 0 | 0 | 0 | 0 | 0 | 0 | 0 | 0 | 0 | 0 | 0 | 0 | 0 | 0 | 0 | 0 | 0 | 0 | 0 | 0 | 0 | 0 | 0 | 0 | 0 | 0 | 0 | 0 | 0 | 0 | 0 | 0 | 0
BOZEMAN SOURDOUGH | BOZEMAN SOURDOUGH #1 | 20000 |  |  |  |  | 1 | 52.14% | 0.9586% | 0 | 0 | 0 | 0 | 0 | 0 | 0 | 0 | 0 | 0 | 0 | 0 | 0 | 0 | 0 | 0 | 0 | 0 | 0 | 0 | 0 | 0 | 0 | 0 | 0 | 0 | 0 | 0 | 0 | 0 | 0 | 0 | 0 | 0 | 0 | 0 | 0 | 0 | 0 | 0 | 0 | 0 | 0 | 0 | 0 | 0 | 0 | 0 | 0 | 0 | 0 | 0 | 0 | 0 | 0 | 0 | 0 | 0
BOZEMAN SOUTHSIDE | BOZEMAN SOUTHSIDE 5 | 20000 |  |  |  |  | 0 | 52.14% | 1.021% | 0 | 0 | 0 | 0 | 0 | 0 | 0 | 0 | 0 | 0 | 0 | 0 | 0 | 0 | 0 | 0 | 0 | 0 | 0 | 0 | 0 | 0 | 0 | 0 | 0 | 0 | 0 | 0 | 0 | 0 | 0 | 0 | 0 | 0 | 0 | 0 | 0 | 0 | 0 | 0 | 0 | 0 | 0 | 0 | 0 | 0 | 0 | 0 | 0 | 0 | 0 | 0 | 0 | 0 | 0 | 0 | 0 | 0
BOZEMAN SOUTHSIDE | BOZEMAN SOUTHSIDE 6 | 20000 |  |  |  |  | 0 | 52.14% | 1.09% | 69.0719 | 96.9726 | 131.137 | 171.284 | 216.4651 | 268.1094 | 326.4894 | 394.101 | 474.9256 | 564.707 | 664.5605 | 762.4121 | 843.8574 | 917.3102 | 987.9192 | 1027.9144 | 1041.5951 | 1055.4578 | 1069.505 | 1083.7392 | 1098.1628 | 1112.7784 | 1127.5886 | 1142.5958 | 1157.8028 | 1173.2121 | 1188.8266 | 1204.6488 | 1220.6816 | 69.0719 | 96.9726 | 131.137 | 171.284 | 216.4651 | 268.1094 | 326.4894 | 394.101 | 474.9256 | 564.707 | 664.5605 | 762.4121 | 843.8574 | 917.3102 | 987.9192 | 1050.9538 | 1103.0438 | 1145.3426 | 1176.4359 | 1200.6575 | 1222.1767 | 1239.9717 | 1253.909 | 1265.4942 | 1276.3409 | 1285.9539 | 1293.661 | 1301.6113 | 1311.6125
BOZEMAN WESTSIDE | BOZEMAN WESTSIDE BK1 | 20000 |  |  |  |  | 0 | 52.14% | 0.03559% | 0 | 0 | 0 | 0 | 0 | 0 | 0 | 0 | 0 | 0 | 0 | 0 | 0 | 0 | 0 | 0 | 0 | 0 | 0 | 0 | 0 | 0 | 0 | 0 | 0 | 0 | 0 | 0 | 0 | 0 | 0 | 0 | 0 | 0 | 0 | 0 | 0 | 0 | 0 | 0 | 0 | 0 | 0 | 0 | 0 | 0 | 0 | 0 | 0 | 0 | 0 | 0 | 0 | 0 | 0 | 0 | 0 | 0
BOZEMAN WESTSIDE | BOZEMAN WESTSIDE BK2 | 42000 |  |  |  |  | 0 | 52.14% | 0.2146% | 0 | 0 | 0 | 0 | 0 | 0 | 0 | 0 | 0 | 0 | 0 | 0 | 0 | 0 | 0 | 0 | 0 | 0 | 0 | 0 | 0 | 0 | 0 | 0 | 0 | 0 | 0 | 0 | 0 | 0 | 0 | 0 | 0 | 0 | 0 | 0 | 0 | 0 | 0 | 0 | 0 | 0 | 0 | 0 | 0 | 0 | 0 | 0 | 0 | 0 | 0 | 0 | 0 | 0 | 0 | 0 | 0 | 0
BRADY | BRADY | 1000 |  |  |  |  | 0 | 52.14% | 0.104% | 6.5853 | 9.2453 | 12.5025 | 16.3301 | 20.6376 | 25.5614 | 31.1273 | 37.5733 | 45.2791 | 53.8388 | 63.3587 | 72.6878 | 80.4528 | 87.4557 | 94.1875 | 100.1972 | 105.1634 | 109.1961 | 112.1606 | 114.4698 | 116.0868 | 117.4445 | 118.8181 | 120.2077 | 121.6135 | 122.6019 | 123.3367 | 124.0947 | 125.0482 | 6.5853 | 9.2453 | 12.5025 | 16.3301 | 20.6376 | 25.5614 | 31.1273 | 37.5733 | 45.2791 | 53.8388 | 63.3587 | 72.6878 | 80.4528 | 87.4557 | 94.1875 | 100.1972 | 105.1634 | 109.1961 | 112.1606 | 114.4698 | 116.5214 | 118.218 | 119.5468 | 120.6513 | 121.6854 | 122.6019 | 123.3367 | 124.0947 | 125.0482
BRIDGER | BRIDGER | 12500 |  |  |  |  | 0 | 52.14% | 0.742% | 47.0002 | 65.9854 | 89.2326 | 116.5508 | 147.2945 | 182.436 | 222.1609 | 268.1674 | 323.1648 | 384.2569 | 452.2026 | 518.786 | 574.2057 | 624.187 | 672.2331 | 715.1252 | 750.5701 | 779.3524 | 794.9285 | 800.5646 | 806.2407 | 811.9571 | 817.714 | 823.5117 | 829.3504 | 835.2306 | 841.1525 | 847.1164 | 853.1226 | 47.0002 | 65.9854 | 89.2326 | 116.5508 | 147.2945 | 182.436 | 222.1609 | 268.1674 | 323.1648 | 384.2569 | 452.2026 | 518.786 | 574.2057 | 624.187 | 672.2331 | 715.1252 | 750.5701 | 779.3524 | 800.51 | 816.9917 | 831.6344 | 843.7431 | 853.2268 | 861.11 | 868.4907 | 875.0319 | 880.2762 | 885.686 | 892.4914
BROADVIEW CITY | BROADVIEW CITY | 2000 |  |  |  |  | 0 | 52.14% | 0.5136% | 0 | 0 | 0 | 0 | 0 | 0 | 0 | 0 | 0 | 0 | 0 | 0 | 0 | 0 | 0 | 0 | 0 | 0 | 0 | 0 | 0 | 0 | 0 | 0 | 0 | 0 | 0 | 0 | 0 | 0 | 0 | 0 | 0 | 0 | 0 | 0 | 0 | 0 | 0 | 0 | 0 | 0 | 0 | 0 | 0 | 0 | 0 | 0 | 0 | 0 | 0 | 0 | 0 | 0 | 0 | 0 | 0 | 0
BUTLER CREEK | BUTLER CREEK | 20000 |  |  |  |  | 0 | 29.16% | 0.3253% | 11.526 | 16.1817 | 21.8827 | 28.582 | 36.1213 | 44.7392 | 54.481 | 65.7633 | 79.2504 | 94.2322 | 105.6489 | 105.8153 | 105.9819 | 106.1487 | 106.3158 | 106.4832 | 106.6508 | 106.8187 | 106.9869 | 107.1553 | 107.324 | 107.493 | 107.6622 | 107.8317 | 108.0015 | 108.1715 | 108.3418 | 108.5124 | 108.6832 | 11.526 | 16.1817 | 21.8827 | 28.582 | 36.1213 | 44.7392 | 54.481 | 65.7633 | 79.2504 | 94.2322 | 110.8946 | 127.223 | 140.8137 | 153.0707 | 164.8532 | 175.3717 | 184.0639 | 191.1223 | 196.3108 | 200.3527 | 203.9435 | 206.913 | 209.2387 | 211.1719 | 212.9819 | 214.586 | 215.8721 | 217.1987 | 218.8676
BUTTE CORA | BUTTE CORA | 20000 |  |  |  |  | 0 | 52.14% | 0.6546% | 0 | 0 | 0 | 0 | 0 | 0 | 0 | 0 | 0 | 0 | 0 | 0 | 0 | 0 | 0 | 0 | 0 | 0 | 0 | 0 | 0 | 0 | 0 | 0 | 0 | 0 | 0 | 0 | 0 | 0 | 0 | 0 | 0 | 0 | 0 | 0 | 0 | 0 | 0 | 0 | 0 | 0 | 0 | 0 | 0 | 0 | 0 | 0 | 0 | 0 | 0 | 0 | 0 | 0 | 0 | 0 | 0 | 0
BUTTE INDUSTRIAL PARK | BUTTE INDUSTRIAL PARK | 10000 |  |  |  |  | 0 | 52.14% | 0.2844% | 0 | 0 | 0 | 0 | 0 | 0 | 0 | 0 | 0 | 0 | 0 | 0 | 0 | 0 | 0 | 0 | 0 | 0 | 0 | 0 | 0 | 0 | 0 | 0 | 0 | 0 | 0 | 0 | 0 | 0 | 0 | 0 | 0 | 0 | 0 | 0 | 0 | 0 | 0 | 0 | 0 | 0 | 0 | 0 | 0 | 0 | 0 | 0 | 0 | 0 | 0 | 0 | 0 | 0 | 0 | 0 | 0 | 0
BUTTE MONTANA ST | BUTTE MONTANA ST. SWITCHYARD 1 | 6240 |  |  |  |  | 1 | 52.14% | 0.1636% | 0 | 0 | 0 | 0 | 0 | 0 | 0 | 0 | 0 | 0 | 0 | 0 | 0 | 0 | 0 | 0 | 0 | 0 | 0 | 0 | 0 | 0 | 0 | 0 | 0 | 0 | 0 | 0 | 0 | 0 | 0 | 0 | 0 | 0 | 0 | 0 | 0 | 0 | 0 | 0 | 0 | 0 | 0 | 0 | 0 | 0 | 0 | 0 | 0 | 0 | 0 | 0 | 0 | 0 | 0 | 0 | 0 | 0
BUTTE MONTANA ST | BUTTE MONTANA ST. SWITCHYARD 2 | 6240 |  |  |  |  | 1 | 52.14% | 0.2195% | 0 | 0 | 0 | 0 | 0 | 0 | 0 | 0 | 0 | 0 | 0 | 0 | 0 | 0 | 0 | 0 | 0 | 0 | 0 | 0 | 0 | 0 | 0 | 0 | 0 | 0 | 0 | 0 | 0 | 0 | 0 | 0 | 0 | 0 | 0 | 0 | 0 | 0 | 0 | 0 | 0 | 0 | 0 | 0 | 0 | 0 | 0 | 0 | 0 | 0 | 0 | 0 | 0 | 0 | 0 | 0 | 0 | 0
BUTTE MONTANA ST | BUTTE MONTANA ST. SWITCHYARD 3 | 25000 |  |  |  |  | 0 | 52.14% | 0% | 0 | 0 | 0 | 0 | 0 | 0 | 0 | 0 | 0 | 0 | 0 | 0 | 0 | 0 | 0 | 0 | 0 | 0 | 0 | 0 | 0 | 0 | 0 | 0 | 0 | 0 | 0 | 0 | 0 | 0 | 0 | 0 | 0 | 0 | 0 | 0 | 0 | 0 | 0 | 0 | 0 | 0 | 0 | 0 | 0 | 0 | 0 | 0 | 0 | 0 | 0 | 0 | 0 | 0 | 0 | 0 | 0 | 0
BUTTE MONTANA ST | BUTTE MONTANA ST. SWITCHYARD 5 | 25000 |  |  |  |  | 0 | 52.14% | 0.06806% | 0 | 0 | 0 | 0 | 0 | 0 | 0 | 0 | 0 | 0 | 0 | 0 | 0 | 0 | 0 | 0 | 0 | 0 | 0 | 0 | 0 | 0 | 0 | 0 | 0 | 0 | 0 | 0 | 0 | 0 | 0 | 0 | 0 | 0 | 0 | 0 | 0 | 0 | 0 | 0 | 0 | 0 | 0 | 0 | 0 | 0 | 0 | 0 | 0 | 0 | 0 | 0 | 0 | 0 | 0 | 0 | 0 | 0
CANYON CREEK | CANYON CREEK | 10000 |  |  |  |  | 0 | 52.14% | 0.1397% | 0 | 0 | 0 | 0 | 0 | 0 | 0 | 0 | 0 | 0 | 0 | 0 | 0 | 0 | 0 | 0 | 0 | 0 | 0 | 0 | 0 | 0 | 0 | 0 | 0 | 0 | 0 | 0 | 0 | 0 | 0 | 0 | 0 | 0 | 0 | 0 | 0 | 0 | 0 | 0 | 0 | 0 | 0 | 0 | 0 | 0 | 0 | 0 | 0 | 0 | 0 | 0 | 0 | 0 | 0 | 0 | 0 | 0
CARTER | CARTER | 2500 |  |  |  |  | 0 | 52.14% | 0.2207% | 0 | 0 | 0 | 0 | 0 | 0 | 0 | 0 | 0 | 0 | 0 | 0 | 0 | 0 | 0 | 0 | 0 | 0 | 0 | 0 | 0 | 0 | 0 | 0 | 0 | 0 | 0 | 0 | 0 | 0 | 0 | 0 | 0 | 0 | 0 | 0 | 0 | 0 | 0 | 0 | 0 | 0 | 0 | 0 | 0 | 0 | 0 | 0 | 0 | 0 | 0 | 0 | 0 | 0 | 0 | 0 | 0 | 0
CHARLOS HEIGHTS | CHARLOS HEIGHTS | 3750 |  |  |  |  | 0 | 52.14% | 0.2894% | 0 | 0 | 0 | 0 | 0 | 0 | 0 | 0 | 0 | 0 | 0 | 0 | 0 | 0 | 0 | 0 | 0 | 0 | 0 | 0 | 0 | 0 | 0 | 0 | 0 | 0 | 0 | 0 | 0 | 0 | 0 | 0 | 0 | 0 | 0 | 0 | 0 | 0 | 0 | 0 | 0 | 0 | 0 | 0 | 0 | 0 | 0 | 0 | 0 | 0 | 0 | 0 | 0 | 0 | 0 | 0 | 0 | 0
CHESTER | CHESTER | 4995 |  |  |  |  | 0 | 52.14% | 0.2427% | 0 | 0 | 0 | 0 | 0 | 0 | 0 | 0 | 0 | 0 | 0 | 0 | 0 | 0 | 0 | 0 | 0 | 0 | 0 | 0 | 0 | 0 | 0 | 0 | 0 | 0 | 0 | 0 | 0 | 0 | 0 | 0 | 0 | 0 | 0 | 0 | 0 | 0 | 0 | 0 | 0 | 0 | 0 | 0 | 0 | 0 | 0 | 0 | 0 | 0 | 0 | 0 | 0 | 0 | 0 | 0 | 0 | 0
CHINOOK | CHINOOK | 5000 |  |  |  |  | 0 | 52.14% | 0.09987% | 6.3264 | 8.8819 | 12.0111 | 15.6882 | 19.8264 | 24.5566 | 29.9037 | 36.0964 | 43.4993 | 51.7225 | 60.8683 | 69.8307 | 77.2904 | 84.0181 | 90.4853 | 96.2587 | 101.0297 | 104.9039 | 107.7518 | 109.9703 | 111.9413 | 113.5712 | 114.8477 | 115.9088 | 116.9023 | 117.7828 | 118.4887 | 119.2169 | 120.1329 | 6.3264 | 8.8819 | 12.0111 | 15.6882 | 19.8264 | 24.5566 | 29.9037 | 36.0964 | 43.4993 | 51.7225 | 60.8683 | 69.8307 | 77.2904 | 84.0181 | 90.4853 | 96.2587 | 101.0297 | 104.9039 | 107.7518 | 109.9703 | 111.9413 | 113.5712 | 114.8477 | 115.9088 | 116.9023 | 117.7828 | 118.4887 | 119.2169 | 120.1329
CHOTEAU | CHOTEAU 1 | 2500 |  |  |  |  | 0 | 52.14% | 0.0499% | 0 | 0 | 0 | 0 | 0 | 0 | 0 | 0 | 0 | 0 | 0 | 0 | 0 | 0 | 0 | 0 | 0 | 0 | 0 | 0 | 0 | 0 | 0 | 0 | 0 | 0 | 0 | 0 | 0 | 0 | 0 | 0 | 0 | 0 | 0 | 0 | 0 | 0 | 0 | 0 | 0 | 0 | 0 | 0 | 0 | 0 | 0 | 0 | 0 | 0 | 0 | 0 | 0 | 0 | 0 | 0 | 0 | 0
CHOTEAU | CHOTEAU 2 | 5000 |  |  |  |  | 0 | 52.14% | 0.8103% | 51.3304 | 72.0646 | 97.4537 | 127.2887 | 160.8648 | 199.2439 | 242.6287 | 292.8739 | 352.9382 | 419.6587 | 493.8643 | 566.5821 | 627.1077 | 681.6937 | 734.1664 | 781.0102 | 819.7206 | 832.6334 | 835.964 | 839.308 | 842.6654 | 846.0361 | 849.4204 | 852.8182 | 856.2296 | 859.6547 | 863.0934 | 866.5459 | 870.0122 | 51.3304 | 72.0646 | 97.4537 | 127.2887 | 160.8648 | 199.2439 | 242.6287 | 292.8739 | 352.9382 | 419.6587 | 493.8643 | 566.5821 | 627.1077 | 681.6937 | 734.1664 | 781.0102 | 819.7206 | 851.1547 | 874.2615 | 892.2617 | 908.2535 | 921.4778 | 931.8352 | 940.4446 | 948.5053 | 955.6492 | 961.3767 | 967.2848 | 974.7172
CIRCLE BRIDGE | CIRCLE BRIDGE | 1500 |  |  |  |  | 0 | 52.14% | 0.6973% | 44.1714 | 62.014 | 83.862 | 109.5361 | 138.4294 | 171.4559 | 208.7899 | 252.0275 | 299.3434 | 295.8294 | 292.3567 | 288.9248 | 285.5331 | 282.1813 | 278.8688 | 275.5952 | 272.36 | 269.1628 | 266.0031 | 262.8806 | 259.7946 | 256.745 | 253.7311 | 250.7525 | 247.809 | 244.9 | 242.0251 | 239.184 | 236.3763 | 44.1714 | 62.014 | 83.862 | 109.5361 | 138.4294 | 171.4559 | 208.7899 | 252.0275 | 303.7148 | 361.13 | 424.9863 | 487.5623 | 539.6466 | 586.6196 | 631.774 | 672.0847 | 705.3962 | 732.4463 | 752.3304 | 767.8201 | 781.5816 | 792.9616 | 801.8744 | 809.2832 | 816.2197 | 822.3672 | 827.2959 | 832.38 | 838.7758
CITY SUB #1 | CITY SUB #1 | 20000 |  |  |  |  | 0 | 52.14% | 0.359% | 22.7408 | 31.9267 | 43.1747 | 56.3925 | 71.2676 | 88.2707 | 107.4914 | 129.7514 | 156.3616 | 185.9207 | 218.7958 | 251.0119 | 277.8264 | 302.0096 | 325.2564 | 346.0096 | 363.1594 | 377.0856 | 387.3225 | 395.2971 | 402.3819 | 408.2407 | 412.8293 | 416.6435 | 420.2146 | 423.3796 | 425.917 | 428.5345 | 431.8272 | 22.7408 | 31.9267 | 43.1747 | 56.3925 | 71.2676 | 88.2707 | 107.4914 | 129.7514 | 156.3616 | 185.9207 | 218.7958 | 251.0119 | 277.8264 | 302.0096 | 325.2564 | 346.0096 | 363.1594 | 377.0856 | 387.3225 | 395.2971 | 402.3819 | 408.2407 | 412.8293 | 416.6435 | 420.2146 | 423.3796 | 425.917 | 428.5345 | 431.8272
CITY SUB #1 | CITY SUB #1 BNK 4 | 20000 |  |  |  |  | 0 | 52.14% | 0.06397% | 0 | 0 | 0 | 0 | 0 | 0 | 0 | 0 | 0 | 0 | 0 | 0 | 0 | 0 | 0 | 0 | 0 | 0 | 0 | 0 | 0 | 0 | 0 | 0 | 0 | 0 | 0 | 0 | 0 | 0 | 0 | 0 | 0 | 0 | 0 | 0 | 0 | 0 | 0 | 0 | 0 | 0 | 0 | 0 | 0 | 0 | 0 | 0 | 0 | 0 | 0 | 0 | 0 | 0 | 0 | 0 | 0 | 0
CLANCY | CLANCY | 6220 |  |  |  |  | 0 | 52.14% | 0.04704% | 0 | 0 | 0 | 0 | 0 | 0 | 0 | 0 | 0 | 0 | 0 | 0 | 0 | 0 | 0 | 0 | 0 | 0 | 0 | 0 | 0 | 0 | 0 | 0 | 0 | 0 | 0 | 0 | 0 | 0 | 0 | 0 | 0 | 0 | 0 | 0 | 0 | 0 | 0 | 0 | 0 | 0 | 0 | 0 | 0 | 0 | 0 | 0 | 0 | 0 | 0 | 0 | 0 | 0 | 0 | 0 | 0 | 0
COBBLESTONE | COBBLESTONE | 5000 |  |  |  |  | 0 | 52.14% | 0.4375% | 27.7129 | 38.9072 | 52.6146 | 68.7223 | 86.8498 | 107.5705 | 130.9936 | 158.1206 | 190.549 | 226.5709 | 266.634 | 305.8939 | 338.5713 | 368.0419 | 396.3715 | 421.6622 | 442.5617 | 459.5327 | 472.008 | 481.7261 | 490.36 | 497.4997 | 503.0916 | 507.7398 | 512.0917 | 515.9486 | 519.0408 | 522.2306 | 526.2433 | 27.7129 | 38.9072 | 52.6146 | 68.7223 | 86.8498 | 107.5705 | 130.9936 | 158.1206 | 190.549 | 226.5709 | 266.634 | 305.8939 | 338.5713 | 368.0419 | 396.3715 | 421.6622 | 442.5617 | 459.5327 | 472.008 | 481.7261 | 490.36 | 497.4997 | 503.0916 | 507.7398 | 512.0917 | 515.9486 | 519.0408 | 522.2306 | 526.2433
COLLINS | COLLINS | 2500 |  |  |  |  | 0 | 52.14% | 0.414% | 2 | 2.0197 | 2.0397 | 2.0598 | 2.0801 | 2.1007 | 2.1214 | 2.1423 | 2.1635 | 2.1848 | 2.2064 | 2.2282 | 2.2502 | 2.2724 | 2.2948 | 2.3175 | 2.3403 | 2.3634 | 2.3868 | 2.4103 | 2.4341 | 2.4581 | 2.4824 | 2.5069 | 2.5317 | 2.5566 | 2.5819 | 2.6074 | 2.6331 | 26.2241 | 36.817 | 49.788 | 65.0303 | 82.184 | 101.7914 | 123.9562 | 149.6259 | 180.3121 | 214.3988 | 252.3096 | 289.4603 | 320.3821 | 348.2695 | 375.0772 | 399.0091 | 418.7858 | 434.8451 | 446.6501 | 455.8462 | 464.0162 | 470.7724 | 476.0638 | 480.4623 | 484.5804 | 488.2301 | 491.1563 | 494.1747 | 497.9718
COLSTRIP SWITCHYARD | COLSTRIP SWITCHYARD (TOWN) 1 | 20000 |  |  |  |  | 0 | 8.129% | 0.1432% | 1.4142 | 1.9855 | 2.685 | 3.507 | 4.4321 | 5.4896 | 6.6849 | 8.0692 | 9.7241 | 11.5624 | 13.6069 | 15.6104 | 17.278 | 18.782 | 20.2277 | 21.5183 | 22.5849 | 23.4509 | 24.0876 | 24.5835 | 25.0241 | 25.3885 | 25.6738 | 25.911 | 26.1331 | 26.33 | 26.4878 | 26.6505 | 26.8553 | 1.4142 | 1.9855 | 2.685 | 3.507 | 4.4321 | 5.4896 | 6.6849 | 8.0692 | 9.7241 | 11.5624 | 13.6069 | 15.6104 | 17.278 | 18.782 | 20.2277 | 21.5183 | 22.5849 | 23.4509 | 24.0876 | 24.5835 | 25.0241 | 25.3885 | 25.6738 | 25.911 | 26.1331 | 26.33 | 26.4878 | 26.6505 | 26.8553
COLSTRIP SWITCHYARD | COLSTRIP SWITCHYARD (TOWN) 2 | 20000 |  |  |  |  | 0 | 52.14% | 0.2495% | 0 | 0 | 0 | 0 | 0 | 0 | 0 | 0 | 0 | 0 | 0 | 0 | 0 | 0 | 0 | 0 | 0 | 0 | 0 | 0 | 0 | 0 | 0 | 0 | 0 | 0 | 0 | 0 | 0 | 0 | 0 | 0 | 0 | 0 | 0 | 0 | 0 | 0 | 0 | 0 | 0 | 0 | 0 | 0 | 0 | 0 | 0 | 0 | 0 | 0 | 0 | 0 | 0 | 0 | 0 | 0 | 0 | 0
CONRAD CITY | CONRAD CITY BNK 1 | 3750 |  |  |  |  | 0 | 52.14% | 0.1225% | 7.7617 | 10.897 | 14.7361 | 19.2475 | 24.3246 | 30.128 | 36.6883 | 44.2859 | 53.3683 | 63.4572 | 74.678 | 85.6737 | 94.8259 | 103.0799 | 111.0144 | 118.0977 | 123.9512 | 128.7044 | 132.1984 | 134.9202 | 137.3384 | 139.338 | 140.9042 | 142.2061 | 143.4249 | 144.5052 | 145.3712 | 146.2646 | 147.3885 | 7.7617 | 10.897 | 14.7361 | 19.2475 | 24.3246 | 30.128 | 36.6883 | 44.2859 | 53.3683 | 63.4572 | 74.678 | 85.6737 | 94.8259 | 103.0799 | 111.0144 | 118.0977 | 123.9512 | 128.7044 | 132.1984 | 134.9202 | 137.3384 | 139.338 | 140.9042 | 142.2061 | 143.4249 | 144.5052 | 145.3712 | 146.2646 | 147.3885
CONRAD CITY | CONRAD CITY BNK 2 | 6250 |  |  |  |  | 0 | 52.14% | 0.2894% | 0 | 0 | 0 | 0 | 0 | 0 | 0 | 0 | 0 | 0 | 0 | 0 | 0 | 0 | 0 | 0 | 0 | 0 | 0 | 0 | 0 | 0 | 0 | 0 | 0 | 0 | 0 | 0 | 0 | 0 | 0 | 0 | 0 | 0 | 0 | 0 | 0 | 0 | 0 | 0 | 0 | 0 | 0 | 0 | 0 | 0 | 0 | 0 | 0 | 0 | 0 | 0 | 0 | 0 | 0 | 0 | 0 | 0
CONRAD | CONRAD PUMP | 9375 |  |  |  |  | 0 | 52.14% | 0.1241% | 0 | 0 | 0 | 0 | 0 | 0 | 0 | 0 | 0 | 0 | 0 | 0 | 0 | 0 | 0 | 0 | 0 | 0 | 0 | 0 | 0 | 0 | 0 | 0 | 0 | 0 | 0 | 0 | 0 | 0 | 0 | 0 | 0 | 0 | 0 | 0 | 0 | 0 | 0 | 0 | 0 | 0 | 0 | 0 | 0 | 0 | 0 | 0 | 0 | 0 | 0 | 0 | 0 | 0 | 0 | 0 | 0 | 0
CORVALLIS | CORVALLIS | 5000 |  |  |  |  | 0 | 52.14% | 0.4535% | 9 | 9.0343 | 9.0687 | 9.1033 | 9.138 | 9.1728 | 9.2077 | 9.2428 | 9.278 | 9.3134 | 9.3489 | 9.3845 | 9.4202 | 9.4561 | 9.4922 | 9.5283 | 9.5646 | 9.6011 | 9.6376 | 9.6744 | 9.7112 | 9.7482 | 9.7854 | 9.8227 | 9.8601 | 9.8977 | 9.9354 | 9.9732 | 10.0112 | 28.7303 | 40.3356 | 54.5462 | 71.2453 | 90.0383 | 111.5197 | 135.8028 | 163.9257 | 197.5446 | 234.889 | 276.4229 | 317.1242 | 351.0012 | 381.5538 | 410.9235 | 437.1426 | 458.8094 | 476.4035 | 489.3367 | 499.4117 | 508.3625 | 515.7643 | 521.5615 | 526.3804 | 530.8921 | 534.8906 | 538.0963 | 541.4032 | 545.5632
CRAIG | CRAIG | 4992 |  |  |  |  | 0 | 52.14% | 0.4338% | 27.4769 | 38.5759 | 52.1665 | 68.1371 | 86.1102 | 106.6544 | 129.8781 | 156.7741 | 188.9262 | 224.6414 | 264.3633 | 303.2889 | 335.6879 | 364.9076 | 392.996 | 418.0713 | 438.7928 | 455.6193 | 467.9883 | 477.6237 | 486.184 | 493.2629 | 498.8072 | 503.4158 | 507.7307 | 511.5547 | 514.6206 | 517.7832 | 521.7617 | 27.4769 | 38.5759 | 52.1665 | 68.1371 | 86.1102 | 106.6544 | 129.8781 | 156.7741 | 188.9262 | 224.6414 | 264.3633 | 303.2889 | 335.6879 | 364.9076 | 392.996 | 418.0713 | 438.7928 | 455.6193 | 467.9883 | 477.6237 | 486.184 | 493.2629 | 498.8072 | 503.4158 | 507.7307 | 511.5547 | 514.6206 | 517.7832 | 521.7617
DARBY | DARBY 1 | 6250 |  |  |  |  | 0 | 52.14% | 0.276% | 0 | 0 | 0 | 0 | 0 | 0 | 0 | 0 | 0 | 0 | 0 | 0 | 0 | 0 | 0 | 0 | 0 | 0 | 0 | 0 | 0 | 0 | 0 | 0 | 0 | 0 | 0 | 0 | 0 | 0 | 0 | 0 | 0 | 0 | 0 | 0 | 0 | 0 | 0 | 0 | 0 | 0 | 0 | 0 | 0 | 0 | 0 | 0 | 0 | 0 | 0 | 0 | 0 | 0 | 0 | 0 | 0 | 0
DARBY | DARBY 2 | 6250 |  |  |  |  | 0 | 52.14% | 0.7364% | 0 | 0 | 0 | 0 | 0 | 0 | 0 | 0 | 0 | 0 | 0 | 0 | 0 | 0 | 0 | 0 | 0 | 0 | 0 | 0 | 0 | 0 | 0 | 0 | 0 | 0 | 0 | 0 | 0 | 0 | 0 | 0 | 0 | 0 | 0 | 0 | 0 | 0 | 0 | 0 | 0 | 0 | 0 | 0 | 0 | 0 | 0 | 0 | 0 | 0 | 0 | 0 | 0 | 0 | 0 | 0 | 0 | 0
DEER LODGE CITY | DEER LODGE CITY | 6000 |  |  |  |  | 1 | 52.14% | 0.1229% | 0 | 0 | 0 | 0 | 0 | 0 | 0 | 0 | 0 | 0 | 0 | 0 | 0 | 0 | 0 | 0 | 0 | 0 | 0 | 0 | 0 | 0 | 0 | 0 | 0 | 0 | 0 | 0 | 0 | 0 | 0 | 0 | 0 | 0 | 0 | 0 | 0 | 0 | 0 | 0 | 0 | 0 | 0 | 0 | 0 | 0 | 0 | 0 | 0 | 0 | 0 | 0 | 0 | 0 | 0 | 0 | 0 | 0
DEER LODGE CITY | DEER LODGE CITY 25KV | 20000 |  |  |  |  | 0 | 52.14% | 0.05674% | 3.5945 | 5.0464 | 6.8243 | 8.9136 | 11.2648 | 13.9523 | 16.9904 | 20.5089 | 24.715 | 29.3872 | 34.5835 | 39.6757 | 43.9141 | 47.7365 | 51.411 | 54.6913 | 57.4021 | 59.6033 | 61.2214 | 62.4818 | 63.6017 | 64.5277 | 65.253 | 65.8559 | 66.4204 | 66.9206 | 67.3217 | 67.7354 | 68.2559 | 3.5945 | 5.0464 | 6.8243 | 8.9136 | 11.2648 | 13.9523 | 16.9904 | 20.5089 | 24.715 | 29.3872 | 34.5835 | 39.6757 | 43.9141 | 47.7365 | 51.411 | 54.6913 | 57.4021 | 59.6033 | 61.2214 | 62.4818 | 63.6017 | 64.5277 | 65.253 | 65.8559 | 66.4204 | 66.9206 | 67.3217 | 67.7354 | 68.2559
DENTON | DENTON | 2500 |  |  |  |  | 0 | 52.14% | 0.05645% | 0 | 0 | 0 | 0 | 0 | 0 | 0 | 0 | 0 | 0 | 0 | 0 | 0 | 0 | 0 | 0 | 0 | 0 | 0 | 0 | 0 | 0 | 0 | 0 | 0 | 0 | 0 | 0 | 0 | 0 | 0 | 0 | 0 | 0 | 0 | 0 | 0 | 0 | 0 | 0 | 0 | 0 | 0 | 0 | 0 | 0 | 0 | 0 | 0 | 0 | 0 | 0 | 0 | 0 | 0 | 0 | 0 | 0
DIAMOND | DIAMOND MATCH | 2500 |  |  |  |  | 0 | 52.14% | 0.09344% | 0 | 0 | 0 | 0 | 0 | 0 | 0 | 0 | 0 | 0 | 0 | 0 | 0 | 0 | 0 | 0 | 0 | 0 | 0 | 0 | 0 | 0 | 0 | 0 | 0 | 0 | 0 | 0 | 0 | 0 | 0 | 0 | 0 | 0 | 0 | 0 | 0 | 0 | 0 | 0 | 0 | 0 | 0 | 0 | 0 | 0 | 0 | 0 | 0 | 0 | 0 | 0 | 0 | 0 | 0 | 0 | 0 | 0
DILLON | DILLON AIRPORT | 2500 |  |  |  |  | 0 | 52.14% | 0.04351% | 2.756 | 3.8693 | 5.2325 | 6.8344 | 8.6371 | 10.6978 | 13.0272 | 15.7249 | 18.9499 | 22.5322 | 26.5165 | 30.4208 | 33.6705 | 36.6014 | 39.4187 | 41.9338 | 44.0123 | 45.7 | 46.9407 | 47.9071 | 48.7657 | 49.4758 | 50.0319 | 50.4941 | 50.9269 | 51.3105 | 51.618 | 51.9352 | 52.3343 | 2.756 | 3.8693 | 5.2325 | 6.8344 | 8.6371 | 10.6978 | 13.0272 | 15.7249 | 18.9499 | 22.5322 | 26.5165 | 30.4208 | 33.6705 | 36.6014 | 39.4187 | 41.9338 | 44.0123 | 45.7 | 46.9407 | 47.9071 | 48.7657 | 49.4758 | 50.0319 | 50.4941 | 50.9269 | 51.3105 | 51.618 | 51.9352 | 52.3343
DIVIDE | DIVIDE | 4992 |  |  |  |  | 0 | 52.14% | 0.09709% | 0 | 0 | 0 | 0 | 0 | 0 | 0 | 0 | 0 | 0 | 0 | 0 | 0 | 0 | 0 | 0 | 0 | 0 | 0 | 0 | 0 | 0 | 0 | 0 | 0 | 0 | 0 | 0 | 0 | 0 | 0 | 0 | 0 | 0 | 0 | 0 | 0 | 0 | 0 | 0 | 0 | 0 | 0 | 0 | 0 | 0 | 0 | 0 | 0 | 0 | 0 | 0 | 0 | 0 | 0 | 0 | 0 | 0
DODSON | DODSON | 1002 |  |  |  |  | 0 | 52.14% | 0.1511% | 0 | 0 | 0 | 0 | 0 | 0 | 0 | 0 | 0 | 0 | 0 | 0 | 0 | 0 | 0 | 0 | 0 | 0 | 0 | 0 | 0 | 0 | 0 | 0 | 0 | 0 | 0 | 0 | 0 | 0 | 0 | 0 | 0 | 0 | 0 | 0 | 0 | 0 | 0 | 0 | 0 | 0 | 0 | 0 | 0 | 0 | 0 | 0 | 0 | 0 | 0 | 0 | 0 | 0 | 0 | 0 | 0 | 0
DOWNER | DOWNER | 2500 |  |  |  |  | 0 | 52.14% | 0.005706% | 0.36143 | 0.50743 | 0.6862 | 0.89627 | 1.1327 | 1.4029 | 1.7084 | 2.0622 | 2.4851 | 2.9549 | 3.4774 | 3.9895 | 4.4156 | 4.8 | 5.1695 | 5.4993 | 5.7719 | 5.9932 | 6.1559 | 6.2826 | 6.3952 | 6.4884 | 6.5613 | 6.6219 | 6.6787 | 6.729 | 6.7693 | 6.8109 | 6.8632 | 0.36143 | 0.50743 | 0.6862 | 0.89627 | 1.1327 | 1.4029 | 1.7084 | 2.0622 | 2.4851 | 2.9549 | 3.4774 | 3.9895 | 4.4156 | 4.8 | 5.1695 | 5.4993 | 5.7719 | 5.9932 | 6.1559 | 6.2826 | 6.3952 | 6.4884 | 6.5613 | 6.6219 | 6.6787 | 6.729 | 6.7693 | 6.8109 | 6.8632
DRUMMOND | DRUMMOND CITY | 6250 |  |  |  |  | 0 | 52.14% | 1.508% | 95.5142 | 134.096 | 181.3393 | 236.8556 | 299.3331 | 308.897 | 306.9151 | 304.946 | 302.9895 | 301.0455 | 299.114 | 297.1949 | 295.2881 | 293.3935 | 291.5111 | 289.6408 | 287.7825 | 285.9361 | 284.1015 | 282.2787 | 280.4676 | 278.6682 | 276.8802 | 275.1038 | 273.3387 | 271.585 | 269.8425 | 268.1112 | 266.391 | 95.5142 | 134.096 | 181.3393 | 236.8556 | 299.3331 | 370.7481 | 451.4774 | 544.9722 | 656.7385 | 780.8903 | 918.9701 | 1054.2816 | 1166.9061 | 1268.4784 | 1366.1182 | 1453.284 | 1525.3152 | 1583.807 | 1626.8036 | 1660.2978 | 1690.055 | 1714.6624 | 1733.9352 | 1749.9554 | 1764.9546 | 1778.2477 | 1788.9053 | 1799.899 | 1813.729
EAST BENCH | EAST BENCH | 2500 |  |  |  |  | 0 | 52.14% | 0.473% | 29.9597 | 42.0616 | 56.8803 | 74.294 | 93.8911 | 116.2917 | 141.6139 | 170.9402 | 205.9976 | 244.9401 | 288.2513 | 330.6941 | 338.2506 | 337.4506 | 336.6524 | 335.8562 | 335.0619 | 334.2694 | 333.4788 | 332.69 | 331.9032 | 331.1182 | 330.335 | 329.5537 | 328.7743 | 327.9967 | 327.2209 | 326.447 | 325.6749 | 29.9597 | 42.0616 | 56.8803 | 74.294 | 93.8911 | 116.2917 | 141.6139 | 170.9402 | 205.9976 | 244.9401 | 288.2513 | 330.6941 | 366.0208 | 397.8807 | 428.5072 | 455.8482 | 478.4421 | 496.7891 | 510.2758 | 520.7818 | 530.1157 | 537.8342 | 543.8795 | 548.9045 | 553.6093 | 557.7789 | 561.1218 | 564.5702 | 568.9082
EAST HELENA SWYD | EAST HELENA SWYD 1 | 25000 |  |  |  |  | 1 | 47.02% | 0.7169% | 40.951 | 57.4926 | 77.7478 | 101.55 | 128.3368 | 139.5427 | 140.2623 | 140.9856 | 141.7125 | 142.4433 | 143.1778 | 143.9161 | 144.6582 | 145.4041 | 146.1539 | 146.9075 | 147.665 | 148.4265 | 149.1918 | 149.9611 | 150.7344 | 151.5116 | 152.2929 | 153.0782 | 153.8676 | 154.661 | 155.4585 | 156.2601 | 157.0658 | 40.951 | 57.4926 | 77.7478 | 101.55 | 128.3368 | 158.9554 | 193.5675 | 233.6527 | 281.5716 | 334.8007 | 394.0014 | 452.0152 | 500.302 | 543.8504 | 585.7127 | 623.0844 | 653.9672 | 679.0451 | 697.4796 | 711.84 | 724.5981 | 735.1484 | 743.4114 | 750.28 | 756.7108 | 762.4101 | 766.9794 | 771.6929 | 777.6224
EAST HELENA SWYD | EAST HELENA SWYD 4 | 40000 |  |  |  |  | 1 | 52.14% | 0.06976% | 0 | 0 | 0 | 0 | 0 | 0 | 0 | 0 | 0 | 0 | 0 | 0 | 0 | 0 | 0 | 0 | 0 | 0 | 0 | 0 | 0 | 0 | 0 | 0 | 0 | 0 | 0 | 0 | 0 | 0 | 0 | 0 | 0 | 0 | 0 | 0 | 0 | 0 | 0 | 0 | 0 | 0 | 0 | 0 | 0 | 0 | 0 | 0 | 0 | 0 | 0 | 0 | 0 | 0 | 0 | 0 | 0 | 0
ENNIS | ENNIS | 10000 |  |  |  |  | 0 | 52.14% | 0.1632% | 0 | 0 | 0 | 0 | 0 | 0 | 0 | 0 | 0 | 0 | 0 | 0 | 0 | 0 | 0 | 0 | 0 | 0 | 0 | 0 | 0 | 0 | 0 | 0 | 0 | 0 | 0 | 0 | 0 | 0 | 0 | 0 | 0 | 0 | 0 | 0 | 0 | 0 | 0 | 0 | 0 | 0 | 0 | 0 | 0 | 0 | 0 | 0 | 0 | 0 | 0 | 0 | 0 | 0 | 0 | 0 | 0 | 0
EUSTIS | EUSTIS | 3000 |  |  |  |  | 0 | 52.14% | 0.1775% | 0 | 0 | 0 | 0 | 0 | 0 | 0 | 0 | 0 | 0 | 0 | 0 | 0 | 0 | 0 | 0 | 0 | 0 | 0 | 0 | 0 | 0 | 0 | 0 | 0 | 0 | 0 | 0 | 0 | 0 | 0 | 0 | 0 | 0 | 0 | 0 | 0 | 0 | 0 | 0 | 0 | 0 | 0 | 0 | 0 | 0 | 0 | 0 | 0 | 0 | 0 | 0 | 0 | 0 | 0 | 0 | 0 | 0
FAIRFIELD | FAIRFIELD | 3000 |  |  |  |  | 0 | 52.14% | 0.1649% | 0 | 0 | 0 | 0 | 0 | 0 | 0 | 0 | 0 | 0 | 0 | 0 | 0 | 0 | 0 | 0 | 0 | 0 | 0 | 0 | 0 | 0 | 0 | 0 | 0 | 0 | 0 | 0 | 0 | 0 | 0 | 0 | 0 | 0 | 0 | 0 | 0 | 0 | 0 | 0 | 0 | 0 | 0 | 0 | 0 | 0 | 0 | 0 | 0 | 0 | 0 | 0 | 0 | 0 | 0 | 0 | 0 | 0
FAIRMONT | FAIRMONT | 5000 |  |  |  |  | 0 | 52.14% | 0.1785% | 11.3078 | 15.8755 | 21.4685 | 26.5988 | 26.8015 | 27.0057 | 27.2114 | 27.4187 | 27.6276 | 27.8381 | 28.0502 | 28.2639 | 28.4793 | 28.6963 | 28.9149 | 29.1352 | 29.3572 | 29.5808 | 29.8062 | 30.0333 | 30.2621 | 30.4927 | 30.725 | 30.9591 | 31.195 | 31.4326 | 31.6721 | 31.9134 | 32.1566 | 11.3078 | 15.8755 | 21.4685 | 28.041 | 35.4377 | 43.8924 | 53.4499 | 64.5186 | 77.7505 | 92.4487 | 108.7958 | 124.8151 | 138.1486 | 150.1736 | 161.7331 | 172.0525 | 180.5802 | 187.505 | 192.5953 | 196.5606 | 200.0836 | 202.9968 | 205.2785 | 207.1751 | 208.9508 | 210.5246 | 211.7863 | 213.0879 | 214.7252
FLORENCE | FLORENCE | 2500 |  |  |  |  | 0 | 52.14% | 0.2305% | 0 | 0 | 0 | 0 | 0 | 0 | 0 | 0 | 0 | 0 | 0 | 0 | 0 | 0 | 0 | 0 | 0 | 0 | 0 | 0 | 0 | 0 | 0 | 0 | 0 | 0 | 0 | 0 | 0 | 0 | 0 | 0 | 0 | 0 | 0 | 0 | 0 | 0 | 0 | 0 | 0 | 0 | 0 | 0 | 0 | 0 | 0 | 0 | 0 | 0 | 0 | 0 | 0 | 0 | 0 | 0 | 0 | 0
FORT BELKNAP | FORT BELKNAP | 2496 |  |  |  |  | 0 | 52.14% | 0.1151% | 0 | 0 | 0 | 0 | 0 | 0 | 0 | 0 | 0 | 0 | 0 | 0 | 0 | 0 | 0 | 0 | 0 | 0 | 0 | 0 | 0 | 0 | 0 | 0 | 0 | 0 | 0 | 0 | 0 | 0 | 0 | 0 | 0 | 0 | 0 | 0 | 0 | 0 | 0 | 0 | 0 | 0 | 0 | 0 | 0 | 0 | 0 | 0 | 0 | 0 | 0 | 0 | 0 | 0 | 0 | 0 | 0 | 0
FORT BENTON | FORT BENTON BNK 1 | 5000 |  |  |  |  | 0 | 52.14% | 0.1043% | 6.6051 | 9.2732 | 12.5402 | 16.3793 | 20.6999 | 25.6384 | 31.2211 | 37.6866 | 45.4156 | 54.0011 | 63.5498 | 72.907 | 80.6954 | 87.7194 | 94.4715 | 100.4993 | 105.4805 | 109.5254 | 112.4988 | 114.815 | 116.8728 | 118.5745 | 119.9073 | 121.0151 | 122.0524 | 122.9716 | 123.7086 | 124.4689 | 125.4253 | 6.6051 | 9.2732 | 12.5402 | 16.3793 | 20.6999 | 25.6384 | 31.2211 | 37.6866 | 45.4156 | 54.0011 | 63.5498 | 72.907 | 80.6954 | 87.7194 | 94.4715 | 100.4993 | 105.4805 | 109.5254 | 112.4988 | 114.815 | 116.8728 | 118.5745 | 119.9073 | 121.0151 | 122.0524 | 122.9716 | 123.7086 | 124.4689 | 125.4253
FORT BENTON | FORT BENTON BNK 2 | 6250 |  |  |  |  | 0 | 52.14% | 0.05278% | 3.3437 | 4.6943 | 6.3482 | 8.2917 | 10.4788 | 12.9789 | 15.805 | 19.078 | 22.9906 | 27.3368 | 32.1706 | 36.9075 | 40.8502 | 44.4059 | 47.824 | 50.8755 | 53.3971 | 55.4447 | 56.9499 | 58.1225 | 59.1642 | 60.0256 | 60.7003 | 61.2611 | 61.7862 | 62.2516 | 62.6247 | 63.0095 | 63.4937 | 3.3437 | 4.6943 | 6.3482 | 8.2917 | 10.4788 | 12.9789 | 15.805 | 19.078 | 22.9906 | 27.3368 | 32.1706 | 36.9075 | 40.8502 | 44.4059 | 47.824 | 50.8755 | 53.3971 | 55.4447 | 56.9499 | 58.1225 | 59.1642 | 60.0256 | 60.7003 | 61.2611 | 61.7862 | 62.2516 | 62.6247 | 63.0095 | 63.4937
FROMBERG | FROMBERG | 2500 |  |  |  |  | 0 | 52.14% | 0.3188% | 20.1947 | 28.3521 | 38.3409 | 50.0788 | 63.2885 | 78.3879 | 95.4566 | 115.2244 | 138.8553 | 165.1049 | 194.2994 | 222.9085 | 246.7209 | 268.1965 | 288.8406 | 307.2702 | 322.4999 | 334.8669 | 343.9578 | 351.0395 | 357.3311 | 362.5339 | 366.6088 | 369.996 | 373.1673 | 375.9778 | 378.2312 | 380.5556 | 383.4797 | 20.1947 | 28.3521 | 38.3409 | 50.0788 | 63.2885 | 78.3879 | 95.4566 | 115.2244 | 138.8553 | 165.1049 | 194.2994 | 222.9085 | 246.7209 | 268.1965 | 288.8406 | 307.2702 | 322.4999 | 334.8669 | 343.9578 | 351.0395 | 357.3311 | 362.5339 | 366.6088 | 369.996 | 373.1673 | 375.9778 | 378.2312 | 380.5556 | 383.4797
GAGE | GAGE | 2333 |  |  |  |  | 0 | 52.14% | 0.09698% | 0 | 0 | 0 | 0 | 0 | 0 | 0 | 0 | 0 | 0 | 0 | 0 | 0 | 0 | 0 | 0 | 0 | 0 | 0 | 0 | 0 | 0 | 0 | 0 | 0 | 0 | 0 | 0 | 0 | 0 | 0 | 0 | 0 | 0 | 0 | 0 | 0 | 0 | 0 | 0 | 0 | 0 | 0 | 0 | 0 | 0 | 0 | 0 | 0 | 0 | 0 | 0 | 0 | 0 | 0 | 0 | 0 | 0
GARDINER | GARDINER | 5000 |  |  |  |  | 0 | 52.14% | 0.8083% | 0 | 0 | 0 | 0 | 0 | 0 | 0 | 0 | 0 | 0 | 0 | 0 | 0 | 0 | 0 | 0 | 0 | 0 | 0 | 0 | 0 | 0 | 0 | 0 | 0 | 0 | 0 | 0 | 0 | 0 | 0 | 0 | 0 | 0 | 0 | 0 | 0 | 0 | 0 | 0 | 0 | 0 | 0 | 0 | 0 | 0 | 0 | 0 | 0 | 0 | 0 | 0 | 0 | 0 | 0 | 0 | 0 | 0
GERALDINE | GERALDINE | 1998 |  |  |  |  | 0 | 52.14% | 0.7352% | 0 | 0 | 0 | 0 | 0 | 0 | 0 | 0 | 0 | 0 | 0 | 0 | 0 | 0 | 0 | 0 | 0 | 0 | 0 | 0 | 0 | 0 | 0 | 0 | 0 | 0 | 0 | 0 | 0 | 0 | 0 | 0 | 0 | 0 | 0 | 0 | 0 | 0 | 0 | 0 | 0 | 0 | 0 | 0 | 0 | 0 | 0 | 0 | 0 | 0 | 0 | 0 | 0 | 0 | 0 | 0 | 0 | 0
GILDFORD | GILDFORD | 500 |  |  |  |  | 0 | 52.14% | 0.02949% | 1.868 | 2.6226 | 3.5465 | 4.6323 | 5.8542 | 7.2509 | 8.8297 | 10.6582 | 12.8441 | 15.2722 | 17.8574 | 17.8433 | 17.8291 | 17.8149 | 17.8007 | 17.7866 | 17.7725 | 17.7583 | 17.7442 | 17.7301 | 17.716 | 17.7019 | 17.6879 | 17.6738 | 17.6598 | 17.6457 | 17.6317 | 17.6177 | 17.6037 | 1.868 | 2.6226 | 3.5465 | 4.6323 | 5.8542 | 7.2509 | 8.8297 | 10.6582 | 12.8441 | 15.2722 | 17.9726 | 20.619 | 22.8216 | 24.8081 | 26.7177 | 28.4224 | 29.8311 | 30.9751 | 31.816 | 32.471 | 33.053 | 33.5343 | 33.9112 | 34.2245 | 34.5179 | 34.7778 | 34.9863 | 35.2013 | 35.4717
GLASGOW | GLASGOW EASTSIDE | 6250 |  |  |  |  | 0 | 52.14% | 0.178% | 11.2765 | 15.8316 | 21.4092 | 27.9635 | 35.3397 | 43.771 | 53.302 | 64.3401 | 77.5354 | 92.1929 | 108.4948 | 124.4699 | 137.7665 | 149.7582 | 161.2857 | 171.5766 | 180.0807 | 186.9863 | 192.0626 | 196.0169 | 199.5301 | 202.4353 | 204.7107 | 206.602 | 208.3728 | 209.9422 | 211.2005 | 212.4984 | 214.1312 | 11.2765 | 15.8316 | 21.4092 | 27.9635 | 35.3397 | 43.771 | 53.302 | 64.3401 | 77.5354 | 92.1929 | 108.4948 | 124.4699 | 137.7665 | 149.7582 | 161.2857 | 171.5766 | 180.0807 | 186.9863 | 192.0626 | 196.0169 | 199.5301 | 202.4353 | 204.7107 | 206.602 | 208.3728 | 209.9422 | 211.2005 | 212.4984 | 214.1312
GLASGOW WESTSIDE | GLASGOW WESTSIDE #1 | 6250 |  |  |  |  | 0 | 52.14% | 0.3384% | 21.4387 | 30.0986 | 40.7027 | 53.1636 | 67.1871 | 83.2166 | 101.3367 | 122.3222 | 147.4088 | 175.2754 | 206.2682 | 236.6397 | 261.9189 | 284.7174 | 306.6332 | 326.1981 | 342.3659 | 355.4948 | 365.1456 | 372.6636 | 379.3427 | 384.866 | 389.1919 | 392.7878 | 396.1544 | 399.1381 | 401.5303 | 403.9979 | 407.1021 | 21.4387 | 30.0986 | 40.7027 | 53.1636 | 67.1871 | 83.2166 | 101.3367 | 122.3222 | 147.4088 | 175.2754 | 206.2682 | 236.6397 | 261.9189 | 284.7174 | 306.6332 | 326.1981 | 342.3659 | 355.4948 | 365.1456 | 372.6636 | 379.3427 | 384.866 | 389.1919 | 392.7878 | 396.1544 | 399.1381 | 401.5303 | 403.9979 | 407.1021
GLASGOW WESTSIDE | GLASGOW WESTSIDE #2 | 6250 |  |  |  |  | 0 | 52.14% | 0.2933% | 18.5772 | 26.0813 | 35.2699 | 46.0677 | 58.2194 | 72.1094 | 87.811 | 105.9954 | 127.7336 | 151.8808 | 178.7369 | 205.0546 | 226.9597 | 246.7152 | 265.7058 | 282.6593 | 296.6692 | 308.0456 | 316.4084 | 322.9229 | 328.7106 | 333.4966 | 337.2451 | 340.361 | 343.2783 | 345.8638 | 347.9366 | 350.0749 | 352.7648 | 18.5772 | 26.0813 | 35.2699 | 46.0677 | 58.2194 | 72.1094 | 87.811 | 105.9954 | 127.7336 | 151.8808 | 178.7369 | 205.0546 | 226.9597 | 246.7152 | 265.7058 | 282.6593 | 296.6692 | 308.0456 | 316.4084 | 322.9229 | 328.7106 | 333.4966 | 337.2451 | 340.361 | 343.2783 | 345.8638 | 347.9366 | 350.0749 | 352.7648
GREAT FALLS CITY | GREAT FALLS CITY (NORTH BANK) | 20000 |  |  |  |  | 0 | 52.14% | 0.8653% | 54.8118 | 76.9523 | 104.0634 | 135.922 | 171.7753 | 212.7575 | 259.0848 | 312.7378 | 376.8759 | 448.1217 | 527.3602 | 605.01 | 669.6407 | 727.929 | 783.9606 | 833.9815 | 875.3174 | 908.8835 | 933.5575 | 952.7785 | 969.8549 | 983.9761 | 995.036 | 1004.2294 | 1012.8369 | 1020.4652 | 1026.5812 | 1032.8901 | 1040.8265 | 54.8118 | 76.9523 | 104.0634 | 135.922 | 171.7753 | 212.7575 | 259.0848 | 312.7378 | 376.8759 | 448.1217 | 527.3602 | 605.01 | 669.6407 | 727.929 | 783.9606 | 833.9815 | 875.3174 | 908.8835 | 933.5575 | 952.7785 | 969.8549 | 983.9761 | 995.036 | 1004.2294 | 1012.8369 | 1020.4652 | 1026.5812 | 1032.8901 | 1040.8265
GREAT FALLS CITY | GREAT FALLS CITY (SOUTH BANK) | 40000 |  |  |  |  | 0 | 52.14% | 0.9786% | 0 | 0 | 0 | 0 | 0 | 0 | 0 | 0 | 0 | 0 | 0 | 0 | 0 | 0 | 0 | 0 | 0 | 0 | 0 | 0 | 0 | 0 | 0 | 0 | 0 | 0 | 0 | 0 | 0 | 0 | 0 | 0 | 0 | 0 | 0 | 0 | 0 | 0 | 0 | 0 | 0 | 0 | 0 | 0 | 0 | 0 | 0 | 0 | 0 | 0 | 0 | 0 | 0 | 0 | 0 | 0 | 0 | 0
GREAT FALLS EASTSIDE | GREAT FALLS EASTSIDE 1 | 25000 |  |  |  |  | 0 | 52.14% | 0.9251% | 0 | 0 | 0 | 0 | 0 | 0 | 0 | 0 | 0 | 0 | 0 | 0 | 0 | 0 | 0 | 0 | 0 | 0 | 0 | 0 | 0 | 0 | 0 | 0 | 0 | 0 | 0 | 0 | 0 | 0 | 0 | 0 | 0 | 0 | 0 | 0 | 0 | 0 | 0 | 0 | 0 | 0 | 0 | 0 | 0 | 0 | 0 | 0 | 0 | 0 | 0 | 0 | 0 | 0 | 0 | 0 | 0 | 0
GREAT FALLS EASTSIDE | GREAT FALLS EASTSIDE 2 | 12500 |  |  |  |  | 0 | 52.14% | 0.3073% | 19.4658 | 27.3287 | 36.9569 | 48.2711 | 61.004 | 75.5584 | 92.011 | 111.0652 | 133.8432 | 159.1453 | 187.2859 | 214.8624 | 237.8152 | 258.5156 | 278.4146 | 296.179 | 310.8589 | 322.7795 | 331.5422 | 338.3684 | 344.4329 | 349.4478 | 353.3756 | 356.6406 | 359.6974 | 362.4065 | 364.5785 | 366.8191 | 369.6376 | 19.4658 | 27.3287 | 36.9569 | 48.2711 | 61.004 | 75.5584 | 92.011 | 111.0652 | 133.8432 | 159.1453 | 187.2859 | 214.8624 | 237.8152 | 258.5156 | 278.4146 | 296.179 | 310.8589 | 322.7795 | 331.5422 | 338.3684 | 344.4329 | 349.4478 | 353.3756 | 356.6406 | 359.6974 | 362.4065 | 364.5785 | 366.8191 | 369.6376
GREAT FALLS NORTHEAST | GREAT FALLS NORTHEAST | 20000 |  |  |  |  | 0 | 52.14% | 0.8624% | 54.6323 | 76.7003 | 103.7225 | 135.4768 | 171.2127 | 212.0606 | 258.2362 | 311.7134 | 375.6415 | 446.6539 | 525.6329 | 603.0284 | 667.4474 | 725.5448 | 781.3929 | 831.25 | 872.4504 | 905.9066 | 930.4998 | 949.6578 | 966.6784 | 980.7533 | 991.777 | 1000.9402 | 1009.5195 | 1017.1229 | 1023.2188 | 1029.507 | 1037.4175 | 54.6323 | 76.7003 | 103.7225 | 135.4768 | 171.2127 | 212.0606 | 258.2362 | 311.7134 | 375.6415 | 446.6539 | 525.6329 | 603.0284 | 667.4474 | 725.5448 | 781.3929 | 831.25 | 872.4504 | 905.9066 | 930.4998 | 949.6578 | 966.6784 | 980.7533 | 991.777 | 1000.9402 | 1009.5195 | 1017.1229 | 1023.2188 | 1029.507 | 1037.4175
GREAT FALLS NORTHWEST | GREAT FALLS NORTHWEST (EAST BANK) | 20000 |  |  |  |  | 0 | 52.14% | 1.299% | 82.3105 | 115.5588 | 156.2712 | 204.113 | 257.9537 | 319.4963 | 389.0657 | 469.6359 | 565.9517 | 672.9409 | 791.9328 | 908.539 | 1005.5943 | 1093.1254 | 1177.2676 | 1252.3837 | 1314.4574 | 1364.8634 | 1401.9162 | 1430.7802 | 1456.4238 | 1477.6295 | 1494.238 | 1508.0437 | 1520.9694 | 1532.4248 | 1541.6091 | 1551.0831 | 1563.0012 | 82.3105 | 115.5588 | 156.2712 | 204.113 | 257.9537 | 319.4963 | 389.0657 | 469.6359 | 565.9517 | 672.9409 | 791.9328 | 908.539 | 1005.5943 | 1093.1254 | 1177.2676 | 1252.3837 | 1314.4574 | 1364.8634 | 1401.9162 | 1430.7802 | 1456.4238 | 1477.6295 | 1494.238 | 1508.0437 | 1520.9694 | 1532.4248 | 1541.6091 | 1551.0831 | 1563.0012
GREAT FALLS NORTHWEST | GREAT FALLS NORTHWEST (WEST BANK) | 20000 |  |  |  |  | 0 | 52.14% | 1.051% | 66.6065 | 93.5114 | 126.4563 | 165.1704 | 208.7388 | 258.5398 | 314.836 | 380.0343 | 457.9741 | 544.5509 | 640.8403 | 735.1993 | 813.7375 | 884.5686 | 952.6573 | 1013.4421 | 1063.6728 | 1104.4618 | 1134.4453 | 1157.8024 | 1178.5534 | 1195.7133 | 1209.1531 | 1220.3248 | 1230.7844 | 1240.0543 | 1247.4863 | 1255.1528 | 1264.797 | 66.6065 | 93.5114 | 126.4563 | 165.1704 | 208.7388 | 258.5398 | 314.836 | 380.0343 | 457.9741 | 544.5509 | 640.8403 | 735.1993 | 813.7375 | 884.5686 | 952.6573 | 1013.4421 | 1063.6728 | 1104.4618 | 1134.4453 | 1157.8024 | 1178.5534 | 1195.7133 | 1209.1531 | 1220.3248 | 1230.7844 | 1240.0543 | 1247.4863 | 1255.1528 | 1264.797
GREAT FALLS RIVERVIEW | GREAT FALLS RIVERVIEW #1 | 20000 |  |  |  |  | 0 | 52.14% | 0.6961% | 0 | 0 | 0 | 0 | 0 | 0 | 0 | 0 | 0 | 0 | 0 | 0 | 0 | 0 | 0 | 0 | 0 | 0 | 0 | 0 | 0 | 0 | 0 | 0 | 0 | 0 | 0 | 0 | 0 | 0 | 0 | 0 | 0 | 0 | 0 | 0 | 0 | 0 | 0 | 0 | 0 | 0 | 0 | 0 | 0 | 0 | 0 | 0 | 0 | 0 | 0 | 0 | 0 | 0 | 0 | 0 | 0 | 0
GREAT FALLS RIVERVIEW | GREAT FALLS RIVERVIEW #2 | 25000 |  |  |  |  | 0 | 52.14% | 0.3409% | 0 | 0 | 0 | 0 | 0 | 0 | 0 | 0 | 0 | 0 | 0 | 0 | 0 | 0 | 0 | 0 | 0 | 0 | 0 | 0 | 0 | 0 | 0 | 0 | 0 | 0 | 0 | 0 | 0 | 0 | 0 | 0 | 0 | 0 | 0 | 0 | 0 | 0 | 0 | 0 | 0 | 0 | 0 | 0 | 0 | 0 | 0 | 0 | 0 | 0 | 0 | 0 | 0 | 0 | 0 | 0 | 0 | 0
GREAT FALLS SOUTHEAST | GREAT FALLS SOUTHEAST | 42000 |  |  |  |  | 0 | 52.14% | 0.6588% | 41.7315 | 58.5884 | 79.2297 | 103.4855 | 130.7828 | 161.985 | 197.2568 | 238.106 | 286.9383 | 341.1819 | 401.511 | 460.6304 | 509.8377 | 554.216 | 596.8762 | 634.9602 | 666.4316 | 691.9875 | 710.7734 | 725.4074 | 738.4088 | 749.1601 | 757.5806 | 764.5801 | 771.1335 | 776.9414 | 781.5978 | 786.4012 | 792.4437 | 41.7315 | 58.5884 | 79.2297 | 103.4855 | 130.7828 | 161.985 | 197.2568 | 238.106 | 286.9383 | 341.1819 | 401.511 | 460.6304 | 509.8377 | 554.216 | 596.8762 | 634.9602 | 666.4316 | 691.9875 | 710.7734 | 725.4074 | 738.4088 | 749.1601 | 757.5806 | 764.5801 | 771.1335 | 776.9414 | 781.5978 | 786.4012 | 792.4437
GREAT FALLS SOUTHWEST | GREAT FALLS SOUTHWEST | 20000 |  |  |  |  | 0 | 52.14% | 1.289% | 0 | 0 | 0 | 0 | 0 | 0 | 0 | 0 | 0 | 0 | 0 | 0 | 0 | 0 | 0 | 0 | 0 | 0 | 0 | 0 | 0 | 0 | 0 | 0 | 0 | 0 | 0 | 0 | 0 | 0 | 0 | 0 | 0 | 0 | 0 | 0 | 0 | 0 | 0 | 0 | 0 | 0 | 0 | 0 | 0 | 0 | 0 | 0 | 0 | 0 | 0 | 0 | 0 | 0 | 0 | 0 | 0 | 0
GREY | GREY CLIFF | 1800 |  |  |  |  | 0 | 52.14% | 0.06976% | 4.4188 | 6.2038 | 8.3894 | 10.9578 | 13.8482 | 17.1522 | 20.887 | 25.2124 | 30.3831 | 36.1268 | 42.5149 | 48.7749 | 53.9854 | 58.6845 | 63.2016 | 67.2342 | 70.5667 | 73.2727 | 75.2619 | 76.8115 | 78.1881 | 79.3266 | 80.2182 | 80.9594 | 81.6533 | 82.2683 | 82.7613 | 83.2699 | 83.9098 | 4.4188 | 6.2038 | 8.3894 | 10.9578 | 13.8482 | 17.1522 | 20.887 | 25.2124 | 30.3831 | 36.1268 | 42.5149 | 48.7749 | 53.9854 | 58.6845 | 63.2016 | 67.2342 | 70.5667 | 73.2727 | 75.2619 | 76.8115 | 78.1881 | 79.3266 | 80.2182 | 80.9594 | 81.6533 | 82.2683 | 82.7613 | 83.2699 | 83.9098
GRIZZLY | GRIZZLY PEAK | 5000 |  |  |  |  | 0 | 52.14% | 0.1246% | 0 | 0 | 0 | 0 | 0 | 0 | 0 | 0 | 0 | 0 | 0 | 0 | 0 | 0 | 0 | 0 | 0 | 0 | 0 | 0 | 0 | 0 | 0 | 0 | 0 | 0 | 0 | 0 | 0 | 0 | 0 | 0 | 0 | 0 | 0 | 0 | 0 | 0 | 0 | 0 | 0 | 0 | 0 | 0 | 0 | 0 | 0 | 0 | 0 | 0 | 0 | 0 | 0 | 0 | 0 | 0 | 0 | 0
HAMILTON SOUTHSIDE | HAMILTON SOUTHSIDE 1 | 20000 |  |  |  |  | 0 | 52.14% | 1.405% | 0 | 0 | 0 | 0 | 0 | 0 | 0 | 0 | 0 | 0 | 0 | 0 | 0 | 0 | 0 | 0 | 0 | 0 | 0 | 0 | 0 | 0 | 0 | 0 | 0 | 0 | 0 | 0 | 0 | 0 | 0 | 0 | 0 | 0 | 0 | 0 | 0 | 0 | 0 | 0 | 0 | 0 | 0 | 0 | 0 | 0 | 0 | 0 | 0 | 0 | 0 | 0 | 0 | 0 | 0 | 0 | 0 | 0
HAMILTON SOUTHSIDE | HAMILTON SOUTHSIDE 2 | 20000 |  |  |  |  | 0 | 52.14% | 0.9629% | 11 | 11.1221 | 11.2456 | 11.3705 | 11.4967 | 11.6244 | 11.7534 | 11.8839 | 12.0159 | 12.1493 | 12.2842 | 12.4206 | 12.5585 | 12.6979 | 12.8389 | 12.9814 | 13.1256 | 13.2713 | 13.4186 | 13.5676 | 13.7183 | 13.8706 | 14.0246 | 14.1803 | 14.3377 | 14.4969 | 14.6579 | 14.8206 | 14.9852 | 60.9985 | 85.6381 | 115.8093 | 151.2638 | 191.164 | 236.7719 | 288.3284 | 348.0372 | 419.4148 | 498.7023 | 586.8847 | 673.299 | 745.2247 | 810.0922 | 872.4482 | 928.1151 | 974.1166 | 1011.4714 | 1038.9305 | 1060.321 | 1079.3249 | 1095.04 | 1107.3482 | 1117.5793 | 1127.1583 | 1135.6477 | 1142.4539 | 1149.4749 | 1158.3072
HARDIN | HARDIN CITY | 20000 |  |  |  |  | 0 | 52.14% | 0.5745% | 36.39 | 51.0894 | 69.0886 | 90.2398 | 114.0432 | 141.2516 | 172.0087 | 207.6294 | 250.2113 | 297.512 | 350.1192 | 401.6716 | 444.5805 | 483.2786 | 520.4785 | 553.6879 | 581.1311 | 603.416 | 619.7973 | 632.5583 | 643.8955 | 653.2707 | 660.6134 | 666.717 | 672.4315 | 677.4961 | 681.5565 | 685.745 | 691.0141 | 36.39 | 51.0894 | 69.0886 | 90.2398 | 114.0432 | 141.2516 | 172.0087 | 207.6294 | 250.2113 | 297.512 | 350.1192 | 401.6716 | 444.5805 | 483.2786 | 520.4785 | 553.6879 | 581.1311 | 603.416 | 619.7973 | 632.5583 | 643.8955 | 653.2707 | 660.6134 | 666.717 | 672.4315 | 677.4961 | 681.5565 | 685.745 | 691.0141
HARLEM | HARLEM | 5600 |  |  |  |  | 0 | 52.14% | 0.1867% | 11.826 | 16.6029 | 22.4523 | 29.3259 | 37.0615 | 45.9036 | 55.899 | 67.4749 | 81.3131 | 96.6848 | 113.7809 | 130.5343 | 144.4788 | 157.0548 | 169.1439 | 179.9362 | 188.8547 | 196.0968 | 201.4203 | 205.5674 | 209.2517 | 212.2984 | 214.6847 | 216.6682 | 218.5253 | 220.1711 | 221.4907 | 222.8519 | 224.5642 | 11.826 | 16.6029 | 22.4523 | 29.3259 | 37.0615 | 45.9036 | 55.899 | 67.4749 | 81.3131 | 96.6848 | 113.7809 | 130.5343 | 144.4788 | 157.0548 | 169.1439 | 179.9362 | 188.8547 | 196.0968 | 201.4203 | 205.5674 | 209.2517 | 212.2984 | 214.6847 | 216.6682 | 218.5253 | 220.1711 | 221.4907 | 222.8519 | 224.5642
HARLOWTON | HARLOWTON | 2500 |  |  |  |  | 0 | 52.14% | 0.1866% | 0 | 0 | 0 | 0 | 0 | 0 | 0 | 0 | 0 | 0 | 0 | 0 | 0 | 0 | 0 | 0 | 0 | 0 | 0 | 0 | 0 | 0 | 0 | 0 | 0 | 0 | 0 | 0 | 0 | 0 | 0 | 0 | 0 | 0 | 0 | 0 | 0 | 0 | 0 | 0 | 0 | 0 | 0 | 0 | 0 | 0 | 0 | 0 | 0 | 0 | 0 | 0 | 0 | 0 | 0 | 0 | 0 | 0
HARRISON | HARRISON - PONY | 2496 |  |  |  |  | 0 | 52.14% | 0.1023% | 6.4805 | 9.0982 | 12.3036 | 16.0704 | 20.3094 | 25.1548 | 30.6322 | 36.9757 | 44.5589 | 52.9824 | 62.351 | 71.5317 | 79.1731 | 86.0647 | 92.6894 | 98.6035 | 103.4908 | 107.4593 | 110.3766 | 112.6492 | 114.6681 | 116.3377 | 117.6454 | 118.7323 | 119.75 | 120.6519 | 121.375 | 122.1209 | 123.0593 | 6.4805 | 9.0982 | 12.3036 | 16.0704 | 20.3094 | 25.1548 | 30.6322 | 36.9757 | 44.5589 | 52.9824 | 62.351 | 71.5317 | 79.1731 | 86.0647 | 92.6894 | 98.6035 | 103.4908 | 107.4593 | 110.3766 | 112.6492 | 114.6681 | 116.3377 | 117.6454 | 118.7323 | 119.75 | 120.6519 | 121.375 | 122.1209 | 123.0593
HAUGAN | HAUGAN | 1500 |  |  |  |  | 0 | 52.14% | 0.0831% | 0 | 0 | 0 | 0 | 0 | 0 | 0 | 0 | 0 | 0 | 0 | 0 | 0 | 0 | 0 | 0 | 0 | 0 | 0 | 0 | 0 | 0 | 0 | 0 | 0 | 0 | 0 | 0 | 0 | 0 | 0 | 0 | 0 | 0 | 0 | 0 | 0 | 0 | 0 | 0 | 0 | 0 | 0 | 0 | 0 | 0 | 0 | 0 | 0 | 0 | 0 | 0 | 0 | 0 | 0 | 0 | 0 | 0
HAUSER | HAUSER DIST | 4998 |  |  |  |  | 0 | 52.14% | 0.03587% | 0 | 0 | 0 | 0 | 0 | 0 | 0 | 0 | 0 | 0 | 0 | 0 | 0 | 0 | 0 | 0 | 0 | 0 | 0 | 0 | 0 | 0 | 0 | 0 | 0 | 0 | 0 | 0 | 0 | 0 | 0 | 0 | 0 | 0 | 0 | 0 | 0 | 0 | 0 | 0 | 0 | 0 | 0 | 0 | 0 | 0 | 0 | 0 | 0 | 0 | 0 | 0 | 0 | 0 | 0 | 0 | 0 | 0
HAVRE CITY | HAVRE CITY | 9375 |  |  |  |  | 0 | 52.14% | 0.3772% | 23.8959 | 33.5484 | 45.3678 | 59.2569 | 74.8877 | 92.7544 | 112.9514 | 136.3421 | 164.3039 | 195.3644 | 229.9095 | 263.7619 | 274.5879 | 271.6082 | 268.6608 | 265.7453 | 262.8616 | 260.0091 | 257.1875 | 254.3966 | 251.636 | 248.9053 | 246.2043 | 243.5326 | 240.8898 | 238.2758 | 235.6901 | 233.1324 | 230.6026 | 23.8959 | 33.5484 | 45.3678 | 59.2569 | 74.8877 | 92.7544 | 112.9514 | 136.3421 | 164.3039 | 195.3644 | 229.9095 | 263.7619 | 291.9385 | 317.3501 | 341.7777 | 363.585 | 381.6059 | 396.2395 | 406.9965 | 415.3761 | 422.8208 | 428.9771 | 433.7988 | 437.8068 | 441.5593 | 444.885 | 447.5513 | 450.3018 | 453.7618
HAVRE CITY | HAVRE CITY EAST BANK 1 | 6250 |  |  |  |  | 0 | 52.14% | 0.315% | 0 | 0 | 0 | 0 | 0 | 0 | 0 | 0 | 0 | 0 | 0 | 0 | 0 | 0 | 0 | 0 | 0 | 0 | 0 | 0 | 0 | 0 | 0 | 0 | 0 | 0 | 0 | 0 | 0 | 0 | 0 | 0 | 0 | 0 | 0 | 0 | 0 | 0 | 0 | 0 | 0 | 0 | 0 | 0 | 0 | 0 | 0 | 0 | 0 | 0 | 0 | 0 | 0 | 0 | 0 | 0 | 0 | 0
HAVRE CITY | HAVRE CITY WEST BANK 3 | 6250 |  |  |  |  | 0 | 52.14% | 0.4252% | 0 | 0 | 0 | 0 | 0 | 0 | 0 | 0 | 0 | 0 | 0 | 0 | 0 | 0 | 0 | 0 | 0 | 0 | 0 | 0 | 0 | 0 | 0 | 0 | 0 | 0 | 0 | 0 | 0 | 0 | 0 | 0 | 0 | 0 | 0 | 0 | 0 | 0 | 0 | 0 | 0 | 0 | 0 | 0 | 0 | 0 | 0 | 0 | 0 | 0 | 0 | 0 | 0 | 0 | 0 | 0 | 0 | 0
HAVRE EASTSIDE | HAVRE EASTSIDE | 12500 |  |  |  |  | 0 | 52.14% | 0.5168% | 32.7382 | 45.9624 | 62.1554 | 81.184 | 102.5987 | 127.0767 | 154.7472 | 186.7933 | 225.102 | 267.656 | 314.9839 | 361.3629 | 399.9658 | 434.7804 | 468.2472 | 498.1239 | 522.8132 | 542.8617 | 557.5991 | 569.0795 | 579.279 | 587.7133 | 594.3192 | 599.8103 | 604.9514 | 609.5077 | 613.1606 | 616.9288 | 621.6691 | 32.7382 | 45.9624 | 62.1554 | 81.184 | 102.5987 | 127.0767 | 154.7472 | 186.7933 | 225.102 | 267.656 | 314.9839 | 361.3629 | 399.9658 | 434.7804 | 468.2472 | 498.1239 | 522.8132 | 542.8617 | 557.5991 | 569.0795 | 579.279 | 587.7133 | 594.3192 | 599.8103 | 604.9514 | 609.5077 | 613.1606 | 616.9288 | 621.6691
HAVRE HIGHLAND | HAVRE HIGHLAND PARK | 10500 |  |  |  |  | 0 | 52.14% | 0.5156% | 32.6609 | 45.8538 | 62.0086 | 80.9923 | 102.3563 | 126.7765 | 154.3817 | 186.3521 | 224.5703 | 267.0237 | 314.2398 | 321.7872 | 318.6826 | 315.608 | 312.563 | 309.5474 | 306.5609 | 303.6033 | 300.6741 | 297.7732 | 294.9003 | 292.0552 | 289.2374 | 286.4469 | 283.6833 | 280.9463 | 278.2358 | 275.5514 | 272.8929 | 32.6609 | 45.8538 | 62.0086 | 80.9923 | 102.3563 | 126.7765 | 154.3817 | 186.3521 | 224.5703 | 267.0237 | 314.2398 | 360.5093 | 399.021 | 433.7534 | 467.1411 | 496.9473 | 521.5782 | 541.5794 | 556.282 | 567.7352 | 577.9106 | 586.3251 | 592.9154 | 598.3935 | 603.5224 | 608.0679 | 611.7123 | 615.4716 | 620.2007
HELENA EASTSIDE | HELENA EASTSIDE 1 | 20000 |  |  |  |  | 0 | 52.14% | 1.086% | 68.8216 | 96.6213 | 130.6619 | 170.6635 | 215.6809 | 267.1381 | 325.3066 | 392.6732 | 473.2051 | 562.6612 | 662.153 | 759.65 | 840.8002 | 913.987 | 984.3402 | 1047.1464 | 1099.0477 | 1141.1932 | 1172.1739 | 1196.3078 | 1217.7489 | 1235.4795 | 1249.3663 | 1241.9388 | 1231.7863 | 1221.7168 | 1211.7296 | 1201.824 | 1191.9994 | 68.8216 | 96.6213 | 130.6619 | 170.6635 | 215.6809 | 267.1381 | 325.3066 | 392.6732 | 473.2051 | 562.6612 | 662.153 | 759.65 | 840.8002 | 913.987 | 984.3402 | 1047.1464 | 1099.0477 | 1141.1932 | 1172.1739 | 1196.3078 | 1217.7489 | 1235.4795 | 1249.3663 | 1260.9095 | 1271.717 | 1281.2952 | 1288.9743 | 1296.8958 | 1306.8608
HELENA GOLF COURSE | HELENA GOLF COURSE 1 | 20000 |  |  |  |  | 0 | 52.14% | 1.319% | 0 | 0 | 0 | 0 | 0 | 0 | 0 | 0 | 0 | 0 | 0 | 0 | 0 | 0 | 0 | 0 | 0 | 0 | 0 | 0 | 0 | 0 | 0 | 0 | 0 | 0 | 0 | 0 | 0 | 0 | 0 | 0 | 0 | 0 | 0 | 0 | 0 | 0 | 0 | 0 | 0 | 0 | 0 | 0 | 0 | 0 | 0 | 0 | 0 | 0 | 0 | 0 | 0 | 0 | 0 | 0 | 0 | 0
HELENA GOLF COURSE | HELENA GOLF COURSE 2 | 42000 |  |  |  |  | 0 | 52.14% | 0.593% | 0 | 0 | 0 | 0 | 0 | 0 | 0 | 0 | 0 | 0 | 0 | 0 | 0 | 0 | 0 | 0 | 0 | 0 | 0 | 0 | 0 | 0 | 0 | 0 | 0 | 0 | 0 | 0 | 0 | 0 | 0 | 0 | 0 | 0 | 0 | 0 | 0 | 0 | 0 | 0 | 0 | 0 | 0 | 0 | 0 | 0 | 0 | 0 | 0 | 0 | 0 | 0 | 0 | 0 | 0 | 0 | 0 | 0
HELENA SOUTHSIDE | HELENA SOUTHSIDE 1 | 20000 |  |  |  |  | 0 | 52.14% | 0.5524% | 0 | 0 | 0 | 0 | 0 | 0 | 0 | 0 | 0 | 0 | 0 | 0 | 0 | 0 | 0 | 0 | 0 | 0 | 0 | 0 | 0 | 0 | 0 | 0 | 0 | 0 | 0 | 0 | 0 | 0 | 0 | 0 | 0 | 0 | 0 | 0 | 0 | 0 | 0 | 0 | 0 | 0 | 0 | 0 | 0 | 0 | 0 | 0 | 0 | 0 | 0 | 0 | 0 | 0 | 0 | 0 | 0 | 0
HELENA SOUTHSIDE | HELENA SOUTHSIDE 2 | 20000 |  |  |  |  | 0 | 52.14% | 0.4137% | 26.2053 | 36.7906 | 49.7523 | 64.9838 | 82.1252 | 101.7186 | 123.8675 | 149.5188 | 180.183 | 214.2454 | 252.129 | 289.2531 | 300.6759 | 303.1979 | 305.741 | 308.3054 | 310.8913 | 313.4989 | 316.1284 | 318.78 | 321.4538 | 324.15 | 326.8688 | 329.6104 | 332.3751 | 335.1629 | 337.9741 | 340.8089 | 343.6674 | 26.2053 | 36.7906 | 49.7523 | 64.9838 | 82.1252 | 101.7186 | 123.8675 | 149.5188 | 180.183 | 214.2454 | 252.129 | 289.2531 | 320.1528 | 348.0202 | 374.8087 | 398.7236 | 418.4861 | 434.5339 | 446.3305 | 455.52 | 463.6842 | 470.4355 | 475.7231 | 480.1185 | 484.2337 | 487.8807 | 490.8048 | 493.821 | 497.6154
HELENA VALLEY | HELENA VALLEY 1 | 25000 |  |  |  |  | 0 | 52.14% | 0.8777% | 0 | 0 | 0 | 0 | 0 | 0 | 0 | 0 | 0 | 0 | 0 | 0 | 0 | 0 | 0 | 0 | 0 | 0 | 0 | 0 | 0 | 0 | 0 | 0 | 0 | 0 | 0 | 0 | 0 | 0 | 0 | 0 | 0 | 0 | 0 | 0 | 0 | 0 | 0 | 0 | 0 | 0 | 0 | 0 | 0 | 0 | 0 | 0 | 0 | 0 | 0 | 0 | 0 | 0 | 0 | 0 | 0 | 0
HELENA VALLEY | HELENA VALLEY 2 | 20000 |  |  |  |  | 0 | 52.14% | 1.122% | 0 | 0 | 0 | 0 | 0 | 0 | 0 | 0 | 0 | 0 | 0 | 0 | 0 | 0 | 0 | 0 | 0 | 0 | 0 | 0 | 0 | 0 | 0 | 0 | 0 | 0 | 0 | 0 | 0 | 0 | 0 | 0 | 0 | 0 | 0 | 0 | 0 | 0 | 0 | 0 | 0 | 0 | 0 | 0 | 0 | 0 | 0 | 0 | 0 | 0 | 0 | 0 | 0 | 0 | 0 | 0 | 0 | 0
HELENA WESTSIDE | HELENA WESTSIDE 1 | 6240 |  |  |  |  | 0 | 52.14% | 1.12% | 0 | 0 | 0 | 0 | 0 | 0 | 0 | 0 | 0 | 0 | 0 | 0 | 0 | 0 | 0 | 0 | 0 | 0 | 0 | 0 | 0 | 0 | 0 | 0 | 0 | 0 | 0 | 0 | 0 | 0 | 0 | 0 | 0 | 0 | 0 | 0 | 0 | 0 | 0 | 0 | 0 | 0 | 0 | 0 | 0 | 0 | 0 | 0 | 0 | 0 | 0 | 0 | 0 | 0 | 0 | 0 | 0 | 0
HELENA WESTSIDE | HELENA WESTSIDE 2 | 25000 |  |  |  |  | 0 | 52.14% | 0% | 0 | 0 | 0 | 0 | 0 | 0 | 0 | 0 | 0 | 0 | 0 | 0 | 0 | 0 | 0 | 0 | 0 | 0 | 0 | 0 | 0 | 0 | 0 | 0 | 0 | 0 | 0 | 0 | 0 | 0 | 0 | 0 | 0 | 0 | 0 | 0 | 0 | 0 | 0 | 0 | 0 | 0 | 0 | 0 | 0 | 0 | 0 | 0 | 0 | 0 | 0 | 0 | 0 | 0 | 0 | 0 | 0 | 0
HELENA WESTSIDE | HELENA WESTSIDE 3 | 12500 |  |  |  |  | 0 | 52.14% | 0% | 0 | 0 | 0 | 0 | 0 | 0 | 0 | 0 | 0 | 0 | 0 | 0 | 0 | 0 | 0 | 0 | 0 | 0 | 0 | 0 | 0 | 0 | 0 | 0 | 0 | 0 | 0 | 0 | 0 | 0 | 0 | 0 | 0 | 0 | 0 | 0 | 0 | 0 | 0 | 0 | 0 | 0 | 0 | 0 | 0 | 0 | 0 | 0 | 0 | 0 | 0 | 0 | 0 | 0 | 0 | 0 | 0 | 0
HILLVIEW | HILLVIEW HEIGHTS #5 | 20000 |  |  |  |  | 0 | 52.14% | 0.8612% | 54.5558 | 76.5929 | 103.5773 | 135.2871 | 170.9729 | 211.7637 | 257.8746 | 311.2769 | 375.1155 | 446.0285 | 524.8969 | 602.184 | 666.5128 | 724.5288 | 780.2987 | 830.086 | 871.2288 | 904.6381 | 929.1968 | 948.328 | 965.3247 | 979.38 | 990.3882 | 999.5386 | 1008.1059 | 1015.6986 | 1017.0299 | 1015.3389 | 1013.6506 | 54.5558 | 76.5929 | 103.5773 | 135.2871 | 170.9729 | 211.7637 | 257.8746 | 311.2769 | 375.1155 | 446.0285 | 524.8969 | 602.184 | 666.5128 | 724.5288 | 780.2987 | 830.086 | 871.2288 | 904.6381 | 929.1968 | 948.328 | 965.3247 | 979.38 | 990.3882 | 999.5386 | 1008.1059 | 1015.6986 | 1021.786 | 1028.0654 | 1035.9648
HINGHAM | HINGHAM | 1000 |  |  |  |  | 0 | 52.14% | 0.04822% | 0 | 0 | 0 | 0 | 0 | 0 | 0 | 0 | 0 | 0 | 0 | 0 | 0 | 0 | 0 | 0 | 0 | 0 | 0 | 0 | 0 | 0 | 0 | 0 | 0 | 0 | 0 | 0 | 0 | 0 | 0 | 0 | 0 | 0 | 0 | 0 | 0 | 0 | 0 | 0 | 0 | 0 | 0 | 0 | 0 | 0 | 0 | 0 | 0 | 0 | 0 | 0 | 0 | 0 | 0 | 0 | 0 | 0
HINSDALE | HINSDALE | 600 |  |  |  |  | 1 | 52.14% | 0.04456% | 2.8229 | 3.9632 | 5.3595 | 7.0003 | 8.8468 | 10.9574 | 13.3434 | 16.1066 | 19.4099 | 23.0792 | 27.1601 | 31.1593 | 34.4879 | 37.4898 | 40.3756 | 42.9518 | 45.0806 | 46.8094 | 48.0801 | 49.0701 | 49.9495 | 50.6768 | 51.2464 | 51.7199 | 52.1632 | 52.5561 | 52.871 | 53.196 | 53.6047 | 2.8229 | 3.9632 | 5.3595 | 7.0003 | 8.8468 | 10.9574 | 13.3434 | 16.1066 | 19.4099 | 23.0792 | 27.1601 | 31.1593 | 34.4879 | 37.4898 | 40.3756 | 42.9518 | 45.0806 | 46.8094 | 48.0801 | 49.0701 | 49.9495 | 50.6768 | 51.2464 | 51.7199 | 52.1632 | 52.5561 | 52.871 | 53.196 | 53.6047
INDUSTRIAL SUB #3 | INDUSTRIAL SUB #3 - BANK 1 | 20000 |  |  |  |  | 0 | 0% | 1.134% | 0 | 0 | 0 | 0 | 0 | 0 | 0 | 0 | 0 | 0 | 0 | 0 | 0 | 0 | 0 | 0 | 0 | 0 | 0 | 0 | 0 | 0 | 0 | 0 | 0 | 0 | 0 | 0 | 0 | 0 | 0 | 0 | 0 | 0 | 0 | 0 | 0 | 0 | 0 | 0 | 0 | 0 | 0 | 0 | 0 | 0 | 0 | 0 | 0 | 0 | 0 | 0 | 0 | 0 | 0 | 0 | 0 | 0
INDUSTRIAL SUB #3 | INDUSTRIAL SUB #3 - BANK 2 | 20000 |  |  |  |  | 0 | 52.14% | 1.016% | 0 | 0 | 0 | 0 | 0 | 0 | 0 | 0 | 0 | 0 | 0 | 0 | 0 | 0 | 0 | 0 | 0 | 0 | 0 | 0 | 0 | 0 | 0 | 0 | 0 | 0 | 0 | 0 | 0 | 0 | 0 | 0 | 0 | 0 | 0 | 0 | 0 | 0 | 0 | 0 | 0 | 0 | 0 | 0 | 0 | 0 | 0 | 0 | 0 | 0 | 0 | 0 | 0 | 0 | 0 | 0 | 0 | 0
INDUSTRIAL SUB #3 | INDUSTRIAL SUB #3 - BANK 3 | 20000 |  |  |  |  | 0 | 0% | 0.9412% | 0 | 0 | 0 | 0 | 0 | 0 | 0 | 0 | 0 | 0 | 0 | 0 | 0 | 0 | 0 | 0 | 0 | 0 | 0 | 0 | 0 | 0 | 0 | 0 | 0 | 0 | 0 | 0 | 0 | 0 | 0 | 0 | 0 | 0 | 0 | 0 | 0 | 0 | 0 | 0 | 0 | 0 | 0 | 0 | 0 | 0 | 0 | 0 | 0 | 0 | 0 | 0 | 0 | 0 | 0 | 0 | 0 | 0
INVERNESS | INVERNESS | 1500 |  |  |  |  | 0 | 52.14% | 0.03834% | 2.4289 | 3.41 | 4.6114 | 6.0232 | 7.612 | 9.4281 | 11.481 | 13.8586 | 16.7008 | 19.8579 | 23.3693 | 26.8102 | 29.6742 | 32.2572 | 34.7402 | 36.9568 | 38.7885 | 40.276 | 41.3694 | 42.2211 | 42.9778 | 43.6036 | 44.0937 | 44.5011 | 44.8825 | 45.2206 | 45.4916 | 45.7712 | 46.1228 | 2.4289 | 3.41 | 4.6114 | 6.0232 | 7.612 | 9.4281 | 11.481 | 13.8586 | 16.7008 | 19.8579 | 23.3693 | 26.8102 | 29.6742 | 32.2572 | 34.7402 | 36.9568 | 38.7885 | 40.276 | 41.3694 | 42.2211 | 42.9778 | 43.6036 | 44.0937 | 44.5011 | 44.8825 | 45.2206 | 45.4916 | 45.7712 | 46.1228
IVANHOE | IVANHOE | 1800 |  |  |  |  | 0 | 52.14% | 0.2909% | 18.4273 | 25.8708 | 34.9854 | 45.696 | 57.7497 | 71.5276 | 87.1025 | 105.1403 | 126.7031 | 150.6554 | 177.2948 | 203.4002 | 225.1286 | 244.7247 | 263.5621 | 280.3788 | 294.2756 | 305.5603 | 313.8555 | 320.3175 | 326.0585 | 330.8059 | 334.5242 | 337.615 | 340.5087 | 343.0733 | 345.1295 | 347.2505 | 349.9186 | 18.4273 | 25.8708 | 34.9854 | 45.696 | 57.7497 | 71.5276 | 87.1025 | 105.1403 | 126.7031 | 150.6554 | 177.2948 | 203.4002 | 225.1286 | 244.7247 | 263.5621 | 280.3788 | 294.2756 | 305.5603 | 313.8555 | 320.3175 | 326.0585 | 330.8059 | 334.5242 | 337.615 | 340.5087 | 343.0733 | 345.1295 | 347.2505 | 349.9186
JACKRABBIT | JACK RABBIT 3 | 22400 |  |  |  |  | 1 | 52.14% | 1.557% | 98.6167 | 138.4517 | 187.2295 | 244.549 | 309.0559 | 382.7905 | 466.142 | 521.1246 | 529.3527 | 537.7107 | 546.2006 | 554.8246 | 563.5848 | 572.4832 | 581.5222 | 590.7039 | 600.0305 | 609.5045 | 619.128 | 628.9034 | 638.8332 | 648.9198 | 659.1656 | 669.5732 | 680.1451 | 690.884 | 701.7924 | 712.873 | 724.1286 | 98.6167 | 138.4517 | 187.2295 | 244.549 | 309.0559 | 382.7905 | 466.142 | 562.6737 | 678.0702 | 806.2547 | 948.8196 | 1088.5262 | 1204.8088 | 1309.6804 | 1410.4916 | 1500.4887 | 1574.8596 | 1635.2513 | 1679.6445 | 1714.2266 | 1744.9504 | 1770.3571 | 1790.2559 | 1806.7965 | 1822.2829 | 1836.0077 | 1847.0115 | 1858.3623 | 1872.6415
JIM | JIM COULEE | 5000 |  |  |  |  | 0 | 52.14% | 0.0145% | 0 | 0 | 0 | 0 | 0 | 0 | 0 | 0 | 0 | 0 | 0 | 0 | 0 | 0 | 0 | 0 | 0 | 0 | 0 | 0 | 0 | 0 | 0 | 0 | 0 | 0 | 0 | 0 | 0 | 0 | 0 | 0 | 0 | 0 | 0 | 0 | 0 | 0 | 0 | 0 | 0 | 0 | 0 | 0 | 0 | 0 | 0 | 0 | 0 | 0 | 0 | 0 | 0 | 0 | 0 | 0 | 0 | 0
JOPLIN | JOPLIN | 750 |  |  |  |  | 0 | 52.14% | 0.01587% | 1.0055 | 1.4117 | 1.909 | 2.4934 | 3.1512 | 3.903 | 4.7528 | 5.7371 | 6.9137 | 8.2207 | 9.6743 | 11.0987 | 12.2844 | 13.3536 | 14.3815 | 15.2991 | 16.006 | 15.8889 | 15.7728 | 15.6575 | 15.543 | 15.4293 | 15.3165 | 15.2046 | 15.0934 | 14.983 | 14.8735 | 14.7647 | 14.6568 | 1.0055 | 1.4117 | 1.909 | 2.4934 | 3.1512 | 3.903 | 4.7528 | 5.7371 | 6.9137 | 8.2207 | 9.6743 | 11.0987 | 12.2844 | 13.3536 | 14.3815 | 15.2991 | 16.0574 | 16.6732 | 17.1258 | 17.4784 | 17.7917 | 18.0507 | 18.2536 | 18.4223 | 18.5802 | 18.7201 | 18.8323 | 18.9481 | 19.0936
KINGSHILL | KINGSHILL | 600 |  |  |  |  | 0 | 52.14% | 0.03624% | 0 | 0 | 0 | 0 | 0 | 0 | 0 | 0 | 0 | 0 | 0 | 0 | 0 | 0 | 0 | 0 | 0 | 0 | 0 | 0 | 0 | 0 | 0 | 0 | 0 | 0 | 0 | 0 | 0 | 0 | 0 | 0 | 0 | 0 | 0 | 0 | 0 | 0 | 0 | 0 | 0 | 0 | 0 | 0 | 0 | 0 | 0 | 0 | 0 | 0 | 0 | 0 | 0 | 0 | 0 | 0 | 0 | 0
KREMLIN | KREMLIN | 600 |  |  |  |  | 0 | 52.14% | 0.01864% | 1.1805 | 1.6574 | 2.2413 | 2.9275 | 3.6997 | 4.5823 | 5.5801 | 5.7767 | 5.7455 | 5.7145 | 5.6836 | 5.6529 | 5.6224 | 5.592 | 5.5618 | 5.5318 | 5.5019 | 5.4721 | 5.4426 | 5.4132 | 5.3839 | 5.3549 | 5.3259 | 5.2972 | 5.2685 | 5.2401 | 5.2118 | 5.1836 | 5.1556 | 1.1805 | 1.6574 | 2.2413 | 2.9275 | 3.6997 | 4.5823 | 5.5801 | 6.7357 | 8.1171 | 9.6516 | 11.3582 | 13.0306 | 14.4226 | 15.678 | 16.8849 | 17.9622 | 18.8525 | 19.5754 | 20.1069 | 20.5208 | 20.8886 | 21.1928 | 21.431 | 21.629 | 21.8144 | 21.9787 | 22.1104 | 22.2463 | 22.4172
LADUKE | LADUKE | 2500 |  |  |  |  | 0 | 52.14% | 0.1374% | 0 | 0 | 0 | 0 | 0 | 0 | 0 | 0 | 0 | 0 | 0 | 0 | 0 | 0 | 0 | 0 | 0 | 0 | 0 | 0 | 0 | 0 | 0 | 0 | 0 | 0 | 0 | 0 | 0 | 0 | 0 | 0 | 0 | 0 | 0 | 0 | 0 | 0 | 0 | 0 | 0 | 0 | 0 | 0 | 0 | 0 | 0 | 0 | 0 | 0 | 0 | 0 | 0 | 0 | 0 | 0 | 0 | 0
LANDERS | LANDERS FORK | 12504 |  |  |  |  | 0 | 52.14% | 0.1997% | 0 | 0 | 0 | 0 | 0 | 0 | 0 | 0 | 0 | 0 | 0 | 0 | 0 | 0 | 0 | 0 | 0 | 0 | 0 | 0 | 0 | 0 | 0 | 0 | 0 | 0 | 0 | 0 | 0 | 0 | 0 | 0 | 0 | 0 | 0 | 0 | 0 | 0 | 0 | 0 | 0 | 0 | 0 | 0 | 0 | 0 | 0 | 0 | 0 | 0 | 0 | 0 | 0 | 0 | 0 | 0 | 0 | 0
LAURIN | LAURIN | 5000 |  |  |  |  | 0 | 52.14% | 0.2127% | 13.4739 | 18.9165 | 25.581 | 33.4125 | 42.226 | 52.3002 | 63.6885 | 76.8775 | 92.644 | 110.1577 | 129.6362 | 148.7241 | 164.6117 | 178.9402 | 192.7139 | 205.0101 | 215.1713 | 223.4226 | 229.488 | 234.2129 | 238.4106 | 241.8819 | 244.6007 | 246.8606 | 248.9765 | 250.8517 | 252.3551 | 253.906 | 255.8569 | 13.4739 | 18.9165 | 25.581 | 33.4125 | 42.226 | 52.3002 | 63.6885 | 76.8775 | 92.644 | 110.1577 | 129.6362 | 148.7241 | 164.6117 | 178.9402 | 192.7139 | 205.0101 | 215.1713 | 223.4226 | 229.488 | 234.2129 | 238.4106 | 241.8819 | 244.6007 | 246.8606 | 248.9765 | 250.8517 | 252.3551 | 253.906 | 255.8569
LAVINA | LAVINA | 5000 |  |  |  |  | 0 | 52.14% | 0.2011% | 12.7374 | 17.8825 | 24.1827 | 31.5861 | 39.9179 | 49.4415 | 60.2072 | 72.6753 | 87.58 | 104.1364 | 122.5502 | 140.5948 | 155.6139 | 169.1592 | 182.18 | 193.8041 | 203.4099 | 211.2101 | 216.944 | 221.4106 | 225.3789 | 228.6605 | 231.2306 | 233.367 | 235.3672 | 237.14 | 238.5612 | 240.0273 | 241.8716 | 12.7374 | 17.8825 | 24.1827 | 31.5861 | 39.9179 | 49.4415 | 60.2072 | 72.6753 | 87.58 | 104.1364 | 122.5502 | 140.5948 | 155.6139 | 169.1592 | 182.18 | 193.8041 | 203.4099 | 211.2101 | 216.944 | 221.4106 | 225.3789 | 228.6605 | 231.2306 | 233.367 | 235.3672 | 237.14 | 238.5612 | 240.0273 | 241.8716
LAVINA | LAVINA PUMP | 9375 |  |  |  |  | 0 | 52.14% | 0.08352% | 5.2909 | 7.4281 | 10.0451 | 13.1204 | 16.5813 | 20.5372 | 25.0091 | 25.9432 | 25.9351 | 25.927 | 25.9189 | 25.9108 | 25.9027 | 25.8946 | 25.8865 | 25.8784 | 25.8703 | 25.8622 | 25.8541 | 25.846 | 25.838 | 25.8299 | 25.8218 | 25.8138 | 25.8057 | 25.7976 | 25.7896 | 25.7815 | 25.7734 | 5.2909 | 7.4281 | 10.0451 | 13.1204 | 16.5813 | 20.5372 | 25.0091 | 30.1882 | 36.3794 | 43.2567 | 50.9055 | 58.4009 | 64.6396 | 70.2661 | 75.6748 | 80.5032 | 84.4933 | 87.7334 | 90.1152 | 91.9706 | 93.6189 | 94.982 | 96.0496 | 96.9371 | 97.7679 | 98.5043 | 99.0947 | 99.7036 | 100.4697
LEWISTOWN #1 | LEWISTOWN #1 | 5000 |  |  |  |  | 0 | 52.14% | 0.17% | 0 | 0 | 0 | 0 | 0 | 0 | 0 | 0 | 0 | 0 | 0 | 0 | 0 | 0 | 0 | 0 | 0 | 0 | 0 | 0 | 0 | 0 | 0 | 0 | 0 | 0 | 0 | 0 | 0 | 0 | 0 | 0 | 0 | 0 | 0 | 0 | 0 | 0 | 0 | 0 | 0 | 0 | 0 | 0 | 0 | 0 | 0 | 0 | 0 | 0 | 0 | 0 | 0 | 0 | 0 | 0 | 0 | 0
LEWISTOWN BOULEVARD | LEWISTOWN BOULEVARD 1 | 7500 |  |  |  |  | 0 | 52.14% | 0.2928% | 0 | 0 | 0 | 0 | 0 | 0 | 0 | 0 | 0 | 0 | 0 | 0 | 0 | 0 | 0 | 0 | 0 | 0 | 0 | 0 | 0 | 0 | 0 | 0 | 0 | 0 | 0 | 0 | 0 | 0 | 0 | 0 | 0 | 0 | 0 | 0 | 0 | 0 | 0 | 0 | 0 | 0 | 0 | 0 | 0 | 0 | 0 | 0 | 0 | 0 | 0 | 0 | 0 | 0 | 0 | 0 | 0 | 0
LEWISTOWN BOULEVARD | LEWISTOWN BOULEVARD 2 | 5000 |  |  |  |  | 0 | 52.14% | 0.4143% | 26.2441 | 36.845 | 49.8259 | 65.0799 | 82.2466 | 101.869 | 124.0506 | 135.4392 | 136.6898 | 137.9519 | 139.2256 | 140.5111 | 141.8085 | 143.1178 | 144.4393 | 145.7729 | 147.1189 | 148.4773 | 149.8482 | 151.2318 | 152.6281 | 154.0374 | 155.4596 | 156.895 | 158.3437 | 159.8057 | 161.2812 | 162.7704 | 164.2733 | 26.2441 | 36.845 | 49.8259 | 65.0799 | 82.2466 | 101.869 | 124.0506 | 149.7399 | 180.4494 | 214.5621 | 252.5018 | 289.6808 | 320.6262 | 348.5348 | 375.3629 | 399.3131 | 419.1048 | 435.1764 | 446.9904 | 456.1934 | 464.3697 | 471.131 | 476.4265 | 480.8283 | 484.9496 | 488.6021 | 491.5304 | 494.5511 | 498.3511
LIVINGSTON NORTHSIDE | LIVINGSTON NORTHSIDE | 5000 |  |  |  |  | 1 | 52.14% | 0.3781% | 0 | 0 | 0 | 0 | 0 | 0 | 0 | 0 | 0 | 0 | 0 | 0 | 0 | 0 | 0 | 0 | 0 | 0 | 0 | 0 | 0 | 0 | 0 | 0 | 0 | 0 | 0 | 0 | 0 | 0 | 0 | 0 | 0 | 0 | 0 | 0 | 0 | 0 | 0 | 0 | 0 | 0 | 0 | 0 | 0 | 0 | 0 | 0 | 0 | 0 | 0 | 0 | 0 | 0 | 0 | 0 | 0 | 0
LIVINGSTON WESTSIDE | LIVINGSTON WESTSIDE 1 | 12000 |  |  |  |  | 0 | 52.14% | 0.7831% | 0 | 0 | 0 | 0 | 0 | 0 | 0 | 0 | 0 | 0 | 0 | 0 | 0 | 0 | 0 | 0 | 0 | 0 | 0 | 0 | 0 | 0 | 0 | 0 | 0 | 0 | 0 | 0 | 0 | 0 | 0 | 0 | 0 | 0 | 0 | 0 | 0 | 0 | 0 | 0 | 0 | 0 | 0 | 0 | 0 | 0 | 0 | 0 | 0 | 0 | 0 | 0 | 0 | 0 | 0 | 0 | 0 | 0
LIVINGSTON WESTSIDE | LIVINGSTON WESTSIDE BNK 2 | 12500 |  |  |  |  | 0 | 52.14% | 0.4836% | 0 | 0 | 0 | 0 | 0 | 0 | 0 | 0 | 0 | 0 | 0 | 0 | 0 | 0 | 0 | 0 | 0 | 0 | 0 | 0 | 0 | 0 | 0 | 0 | 0 | 0 | 0 | 0 | 0 | 0 | 0 | 0 | 0 | 0 | 0 | 0 | 0 | 0 | 0 | 0 | 0 | 0 | 0 | 0 | 0 | 0 | 0 | 0 | 0 | 0 | 0 | 0 | 0 | 0 | 0 | 0 | 0 | 0
LOHMAN | LOHMAN | 2498.4 |  |  |  |  | 0 | 52.14% | 0.03986% | 2.525 | 3.545 | 4.7939 | 6.2615 | 7.9132 | 9.8011 | 11.9353 | 14.4069 | 17.3616 | 20.6436 | 24.2939 | 27.871 | 30.8484 | 33.5335 | 36.1147 | 38.419 | 40.3233 | 41.8696 | 43.0062 | 43.8917 | 44.6783 | 45.3289 | 45.8384 | 46.2619 | 46.6584 | 47.0098 | 47.2915 | 47.5822 | 47.9478 | 2.525 | 3.545 | 4.7939 | 6.2615 | 7.9132 | 9.8011 | 11.9353 | 14.4069 | 17.3616 | 20.6436 | 24.2939 | 27.871 | 30.8484 | 33.5335 | 36.1147 | 38.419 | 40.3233 | 41.8696 | 43.0062 | 43.8917 | 44.6783 | 45.3289 | 45.8384 | 46.2619 | 46.6584 | 47.0098 | 47.2915 | 47.5822 | 47.9478
LOLO | LOLO | 20000 |  |  |  |  | 0 | 52.14% | 0.9806% | 0 | 0 | 0 | 0 | 0 | 0 | 0 | 0 | 0 | 0 | 0 | 0 | 0 | 0 | 0 | 0 | 0 | 0 | 0 | 0 | 0 | 0 | 0 | 0 | 0 | 0 | 0 | 0 | 0 | 0 | 0 | 0 | 0 | 0 | 0 | 0 | 0 | 0 | 0 | 0 | 0 | 0 | 0 | 0 | 0 | 0 | 0 | 0 | 0 | 0 | 0 | 0 | 0 | 0 | 0 | 0 | 0 | 0
LOMA | LOMA | 2500 |  |  |  |  | 0 | 52.14% | 0.02521% | 0 | 0 | 0 | 0 | 0 | 0 | 0 | 0 | 0 | 0 | 0 | 0 | 0 | 0 | 0 | 0 | 0 | 0 | 0 | 0 | 0 | 0 | 0 | 0 | 0 | 0 | 0 | 0 | 0 | 0 | 0 | 0 | 0 | 0 | 0 | 0 | 0 | 0 | 0 | 0 | 0 | 0 | 0 | 0 | 0 | 0 | 0 | 0 | 0 | 0 | 0 | 0 | 0 | 0 | 0 | 0 | 0 | 0
LOWETH | LOWETH | 6240 |  |  |  |  | 0 | 52.14% | 0.8924% | 56.5314 | 79.3665 | 107.3281 | 140.1862 | 177.1643 | 219.4322 | 267.2129 | 322.5491 | 388.6994 | 462.1804 | 543.9048 | 623.9907 | 690.649 | 750.7659 | 808.5553 | 860.1456 | 902.7782 | 937.3974 | 962.8455 | 982.6695 | 1000.2816 | 1014.8459 | 1026.2527 | 1035.7345 | 1044.612 | 1052.4797 | 1058.7875 | 1065.2943 | 1073.4798 | 56.5314 | 79.3665 | 107.3281 | 140.1862 | 177.1643 | 219.4322 | 267.2129 | 322.5491 | 388.6994 | 462.1804 | 543.9048 | 623.9907 | 690.649 | 750.7659 | 808.5553 | 860.1456 | 902.7782 | 937.3974 | 962.8455 | 982.6695 | 1000.2816 | 1014.8459 | 1026.2527 | 1035.7345 | 1044.612 | 1052.4797 | 1058.7875 | 1065.2943 | 1073.4798
MADISON | MADISON VALLEY | 2500 |  |  |  |  | 0 | 52.14% | 0.6722% | 0 | 0 | 0 | 0 | 0 | 0 | 0 | 0 | 0 | 0 | 0 | 0 | 0 | 0 | 0 | 0 | 0 | 0 | 0 | 0 | 0 | 0 | 0 | 0 | 0 | 0 | 0 | 0 | 0 | 0 | 0 | 0 | 0 | 0 | 0 | 0 | 0 | 0 | 0 | 0 | 0 | 0 | 0 | 0 | 0 | 0 | 0 | 0 | 0 | 0 | 0 | 0 | 0 | 0 | 0 | 0 | 0 | 0
MALTA CITY | MALTA CITY BANK 1 | 5000 |  |  |  |  | 0 | 52.14% | 0.3343% | 21.1792 | 29.7343 | 40.21 | 52.5202 | 66.3739 | 82.2094 | 100.1102 | 120.8417 | 140.2083 | 139.7414 | 139.2761 | 138.8123 | 138.35 | 137.8893 | 137.4302 | 136.9725 | 136.5164 | 136.0618 | 135.6087 | 135.1572 | 134.7071 | 134.2585 | 133.8114 | 133.3658 | 132.9217 | 132.4791 | 132.038 | 131.5983 | 131.1601 | 21.1792 | 29.7343 | 40.21 | 52.5202 | 66.3739 | 82.2094 | 100.1102 | 120.8417 | 145.6246 | 173.154 | 203.7717 | 233.7755 | 258.7488 | 281.2714 | 302.9219 | 322.25 | 338.2221 | 351.1921 | 360.7261 | 368.1531 | 374.7514 | 380.2078 | 384.4814 | 388.0337 | 391.3596 | 394.3072 | 396.6704 | 399.1081 | 402.1748
MALTA EAST | MALTA EAST RURAL | 750 |  |  |  |  | 0 | 52.14% | 0.1502% | 0 | 0 | 0 | 0 | 0 | 0 | 0 | 0 | 0 | 0 | 0 | 0 | 0 | 0 | 0 | 0 | 0 | 0 | 0 | 0 | 0 | 0 | 0 | 0 | 0 | 0 | 0 | 0 | 0 | 0 | 0 | 0 | 0 | 0 | 0 | 0 | 0 | 0 | 0 | 0 | 0 | 0 | 0 | 0 | 0 | 0 | 0 | 0 | 0 | 0 | 0 | 0 | 0 | 0 | 0 | 0 | 0 | 0
MANHATTAN | MANHATTAN | 12500 |  |  |  |  | 0 | 52.14% | 0.1524% | 9.6545 | 13.5543 | 18.3296 | 23.9412 | 30.2563 | 37.4749 | 45.635 | 55.0853 | 66.3826 | 78.9317 | 92.8887 | 106.5659 | 117.9499 | 128.2167 | 138.0861 | 146.8967 | 154.1776 | 160.0899 | 164.436 | 167.8215 | 170.8294 | 173.3166 | 175.2647 | 176.884 | 178.4001 | 179.7438 | 180.8211 | 181.9323 | 183.3302 | 9.6545 | 13.5543 | 18.3296 | 23.9412 | 30.2563 | 37.4749 | 45.635 | 55.0853 | 66.3826 | 78.9317 | 92.8887 | 106.5659 | 117.9499 | 128.2167 | 138.0861 | 146.8967 | 154.1776 | 160.0899 | 164.436 | 167.8215 | 170.8294 | 173.3166 | 175.2647 | 176.884 | 178.4001 | 179.7438 | 180.8211 | 181.9323 | 183.3302
MARTINSDALE | MARTINSDALE | 3000 |  |  |  |  | 0 | 52.14% | 0.04409% | 2.7929 | 3.9211 | 5.3025 | 6.9259 | 8.7528 | 10.8411 | 13.2017 | 15.9355 | 19.2037 | 22.834 | 26.8716 | 30.8283 | 34.1215 | 37.0916 | 39.9467 | 42.4955 | 44.6018 | 46.3121 | 47.5694 | 48.5488 | 49.4189 | 50.1385 | 50.702 | 51.1705 | 51.6091 | 51.9978 | 52.3094 | 52.6309 | 53.0353 | 2.7929 | 3.9211 | 5.3025 | 6.9259 | 8.7528 | 10.8411 | 13.2017 | 15.9355 | 19.2037 | 22.834 | 26.8716 | 30.8283 | 34.1215 | 37.0916 | 39.9467 | 42.4955 | 44.6018 | 46.3121 | 47.5694 | 48.5488 | 49.4189 | 50.1385 | 50.702 | 51.1705 | 51.6091 | 51.9978 | 52.3094 | 52.6309 | 53.0353
MELSTONE | MELSTONE | 3000 |  |  |  |  | 0 | 52.14% | 0.5883% | 37.2649 | 52.3175 | 70.7495 | 92.4092 | 116.7848 | 144.6473 | 176.1438 | 212.6208 | 256.2264 | 304.6642 | 358.5361 | 411.3278 | 455.2682 | 494.8966 | 532.9908 | 548.7501 | 555.2421 | 561.811 | 568.4575 | 575.1827 | 581.9874 | 588.8726 | 595.8393 | 602.8884 | 610.0209 | 617.2378 | 624.54 | 631.9287 | 639.4047 | 37.2649 | 52.3175 | 70.7495 | 92.4092 | 116.7848 | 144.6473 | 176.1438 | 212.6208 | 256.2264 | 304.6642 | 358.5361 | 411.3278 | 455.2682 | 494.8966 | 532.9908 | 566.9985 | 595.1015 | 617.922 | 634.6972 | 647.7649 | 659.3747 | 668.9753 | 676.4945 | 682.7448 | 688.5968 | 693.7831 | 697.9411 | 702.2303 | 707.6261
MELVILLE | MELVILLE | 2500 |  |  |  |  | 0 | 52.14% | 0.1545% | 9.7867 | 13.7399 | 18.5806 | 24.269 | 30.6707 | 37.9881 | 46.2599 | 48.2682 | 48.4521 | 48.6368 | 48.8221 | 49.0082 | 49.1949 | 49.3824 | 49.5706 | 49.7595 | 49.9491 | 50.1395 | 50.3305 | 50.5223 | 50.7149 | 50.9081 | 51.1021 | 51.2969 | 51.4924 | 51.6886 | 51.8856 | 52.0833 | 52.2818 | 9.7867 | 13.7399 | 18.5806 | 24.269 | 30.6707 | 37.9881 | 46.2599 | 55.8397 | 67.2916 | 80.0126 | 94.1608 | 108.0252 | 119.5651 | 129.9725 | 139.977 | 148.9083 | 156.2889 | 162.2822 | 166.6878 | 170.1197 | 173.1687 | 175.6901 | 177.6648 | 179.3063 | 180.8432 | 182.2052 | 183.2972 | 184.4237 | 185.8407
MISSION | MISSION | 5616 |  |  |  |  | 0 | 52.14% | 0.1164% | 0 | 0 | 0 | 0 | 0 | 0 | 0 | 0 | 0 | 0 | 0 | 0 | 0 | 0 | 0 | 0 | 0 | 0 | 0 | 0 | 0 | 0 | 0 | 0 | 0 | 0 | 0 | 0 | 0 | 0 | 0 | 0 | 0 | 0 | 0 | 0 | 0 | 0 | 0 | 0 | 0 | 0 | 0 | 0 | 0 | 0 | 0 | 0 | 0 | 0 | 0 | 0 | 0 | 0 | 0 | 0 | 0 | 0
MOCCASIN | MOCCASIN | 1800 |  |  |  |  | 0 | 52.14% | 0.08078% | 5.117 | 7.184 | 9.7149 | 12.6891 | 16.0362 | 19.8622 | 24.1871 | 29.1959 | 35.1836 | 41.8348 | 49.2322 | 56.4812 | 62.5149 | 67.9565 | 73.1873 | 77.8571 | 81.716 | 84.8496 | 87.1531 | 88.9475 | 90.5417 | 91.86 | 92.8925 | 93.7507 | 94.5543 | 95.2664 | 95.8374 | 96.4264 | 97.1673 | 5.117 | 7.184 | 9.7149 | 12.6891 | 16.0362 | 19.8622 | 24.1871 | 29.1959 | 35.1836 | 41.8348 | 49.2322 | 56.4812 | 62.5149 | 67.9565 | 73.1873 | 77.8571 | 81.716 | 84.8496 | 87.1531 | 88.9475 | 90.5417 | 91.86 | 92.8925 | 93.7507 | 94.5543 | 95.2664 | 95.8374 | 96.4264 | 97.1673
MONARCH | MONARCH | 2502 |  |  |  |  | 0 | 52.14% | 0.2622% | 0 | 0 | 0 | 0 | 0 | 0 | 0 | 0 | 0 | 0 | 0 | 0 | 0 | 0 | 0 | 0 | 0 | 0 | 0 | 0 | 0 | 0 | 0 | 0 | 0 | 0 | 0 | 0 | 0 | 0 | 0 | 0 | 0 | 0 | 0 | 0 | 0 | 0 | 0 | 0 | 0 | 0 | 0 | 0 | 0 | 0 | 0 | 0 | 0 | 0 | 0 | 0 | 0 | 0 | 0 | 0 | 0 | 0
MONTANA PHOSPHATE | MONTANA PHOSPHATE | 6250 |  |  |  |  | 0 | 52.14% | 0.07839% | 4.9656 | 6.9714 | 9.4275 | 12.3137 | 15.5618 | 19.2745 | 23.4715 | 28.3321 | 34.1427 | 40.5971 | 47.7756 | 54.8102 | 60.6654 | 65.9459 | 71.022 | 75.5536 | 79.2984 | 82.3393 | 84.5746 | 86.3159 | 87.8629 | 89.1422 | 90.1442 | 90.9771 | 91.7568 | 92.4479 | 93.002 | 93.5735 | 94.2925 | 4.9656 | 6.9714 | 9.4275 | 12.3137 | 15.5618 | 19.2745 | 23.4715 | 28.3321 | 34.1427 | 40.5971 | 47.7756 | 54.8102 | 60.6654 | 65.9459 | 71.022 | 75.5536 | 79.2984 | 82.3393 | 84.5746 | 86.3159 | 87.8629 | 89.1422 | 90.1442 | 90.9771 | 91.7568 | 92.4479 | 93.002 | 93.5735 | 94.2925
MOORE | MOORE | 2000 |  |  |  |  | 0 | 52.14% | 0.09316% | 0 | 0 | 0 | 0 | 0 | 0 | 0 | 0 | 0 | 0 | 0 | 0 | 0 | 0 | 0 | 0 | 0 | 0 | 0 | 0 | 0 | 0 | 0 | 0 | 0 | 0 | 0 | 0 | 0 | 0 | 0 | 0 | 0 | 0 | 0 | 0 | 0 | 0 | 0 | 0 | 0 | 0 | 0 | 0 | 0 | 0 | 0 | 0 | 0 | 0 | 0 | 0 | 0 | 0 | 0 | 0 | 0 | 0
MORONY | MORONY RURAL | 1000 |  |  |  |  | 0 | 52.14% | 0.05417% | 0 | 0 | 0 | 0 | 0 | 0 | 0 | 0 | 0 | 0 | 0 | 0 | 0 | 0 | 0 | 0 | 0 | 0 | 0 | 0 | 0 | 0 | 0 | 0 | 0 | 0 | 0 | 0 | 0 | 0 | 0 | 0 | 0 | 0 | 0 | 0 | 0 | 0 | 0 | 0 | 0 | 0 | 0 | 0 | 0 | 0 | 0 | 0 | 0 | 0 | 0 | 0 | 0 | 0 | 0 | 0 | 0 | 0
MUIR | MUIR | 3750 |  |  |  |  | 0 | 52.14% | 0.07313% | 0 | 0 | 0 | 0 | 0 | 0 | 0 | 0 | 0 | 0 | 0 | 0 | 0 | 0 | 0 | 0 | 0 | 0 | 0 | 0 | 0 | 0 | 0 | 0 | 0 | 0 | 0 | 0 | 0 | 0 | 0 | 0 | 0 | 0 | 0 | 0 | 0 | 0 | 0 | 0 | 0 | 0 | 0 | 0 | 0 | 0 | 0 | 0 | 0 | 0 | 0 | 0 | 0 | 0 | 0 | 0 | 0 | 0
MUSSELSHELL | MUSSELSHELL | 7500 |  |  |  |  | 0 | 52.14% | 0.01625% | 0 | 0 | 0 | 0 | 0 | 0 | 0 | 0 | 0 | 0 | 0 | 0 | 0 | 0 | 0 | 0 | 0 | 0 | 0 | 0 | 0 | 0 | 0 | 0 | 0 | 0 | 0 | 0 | 0 | 0 | 0 | 0 | 0 | 0 | 0 | 0 | 0 | 0 | 0 | 0 | 0 | 0 | 0 | 0 | 0 | 0 | 0 | 0 | 0 | 0 | 0 | 0 | 0 | 0 | 0 | 0 | 0 | 0
NASHUA | NASHUA | 1000 |  |  |  |  | 0 | 52.14% | 0.228% | 14.4402 | 20.2731 | 27.4155 | 35.8086 | 45.2542 | 56.0509 | 68.2559 | 82.3907 | 99.2879 | 118.0576 | 138.933 | 159.3898 | 176.4168 | 191.7728 | 206.5343 | 219.7123 | 230.6023 | 239.4453 | 242.7037 | 242.3047 | 241.9063 | 241.5085 | 241.1115 | 240.715 | 240.3192 | 239.9241 | 239.5296 | 239.1358 | 238.7426 | 14.4402 | 20.2731 | 27.4155 | 35.8086 | 45.2542 | 56.0509 | 68.2559 | 82.3907 | 99.2879 | 118.0576 | 138.933 | 159.3898 | 176.4168 | 191.7728 | 206.5343 | 219.7123 | 230.6023 | 239.4453 | 245.9456 | 251.0094 | 255.5082 | 259.2284 | 262.1421 | 264.5641 | 266.8318 | 268.8415 | 270.4527 | 272.1148 | 274.2056
NEWMONT | NEWMONT | 3000 |  |  |  |  | 0 | 52.14% | 0.04724% | 2.9926 | 4.2014 | 5.6816 | 7.421 | 9.3785 | 11.616 | 14.1454 | 17.0747 | 20.5765 | 24.4664 | 28.7926 | 33.0321 | 36.5608 | 39.7432 | 42.8023 | 45.5334 | 47.7902 | 49.6228 | 50.97 | 52.0194 | 52.9517 | 53.7227 | 54.3265 | 54.8285 | 55.2984 | 55.7149 | 56.0488 | 56.3933 | 56.8266 | 2.9926 | 4.2014 | 5.6816 | 7.421 | 9.3785 | 11.616 | 14.1454 | 17.0747 | 20.5765 | 24.4664 | 28.7926 | 33.0321 | 36.5608 | 39.7432 | 42.8023 | 45.5334 | 47.7902 | 49.6228 | 50.97 | 52.0194 | 52.9517 | 53.7227 | 54.3265 | 54.8285 | 55.2984 | 55.7149 | 56.0488 | 56.3933 | 56.8266
NIHILL | NIHILL | 1000 |  |  |  |  | 0 | 52.14% | 0.06722% | 0 | 0 | 0 | 0 | 0 | 0 | 0 | 0 | 0 | 0 | 0 | 0 | 0 | 0 | 0 | 0 | 0 | 0 | 0 | 0 | 0 | 0 | 0 | 0 | 0 | 0 | 0 | 0 | 0 | 0 | 0 | 0 | 0 | 0 | 0 | 0 | 0 | 0 | 0 | 0 | 0 | 0 | 0 | 0 | 0 | 0 | 0 | 0 | 0 | 0 | 0 | 0 | 0 | 0 | 0 | 0 | 0 | 0
PARK CITY | PARK CITY | 2000 |  |  |  |  | 0 | 52.14% | 0.001225% | 0.077615 | 0.10897 | 0.14736 | 0.19247 | 0.24324 | 0.30127 | 0.36687 | 0.44285 | 0.53367 | 0.63455 | 0.74676 | 0.85671 | 0.94823 | 1.0308 | 1.1101 | 1.1809 | 1.2395 | 1.287 | 1.3219 | 1.3492 | 1.3733 | 1.3933 | 1.409 | 1.422 | 1.4342 | 1.445 | 1.4537 | 1.4626 | 1.4738 | 0.077615 | 0.10897 | 0.14736 | 0.19247 | 0.24324 | 0.30127 | 0.36687 | 0.44285 | 0.53367 | 0.63455 | 0.74676 | 0.85671 | 0.94823 | 1.0308 | 1.1101 | 1.1809 | 1.2395 | 1.287 | 1.3219 | 1.3492 | 1.3733 | 1.3933 | 1.409 | 1.422 | 1.4342 | 1.445 | 1.4537 | 1.4626 | 1.4738
PATTERSON | PATTERSON | 12500 |  |  |  |  | 0 | 52.14% | 0.07512% | 0 | 0 | 0 | 0 | 0 | 0 | 0 | 0 | 0 | 0 | 0 | 0 | 0 | 0 | 0 | 0 | 0 | 0 | 0 | 0 | 0 | 0 | 0 | 0 | 0 | 0 | 0 | 0 | 0 | 0 | 0 | 0 | 0 | 0 | 0 | 0 | 0 | 0 | 0 | 0 | 0 | 0 | 0 | 0 | 0 | 0 | 0 | 0 | 0 | 0 | 0 | 0 | 0 | 0 | 0 | 0 | 0 | 0
PHILIPSBURG SOUTH | PHILIPSBURG SOUTH | 14000 |  |  |  |  | 0 | 52.14% | 0.1265% | 0 | 0 | 0 | 0 | 0 | 0 | 0 | 0 | 0 | 0 | 0 | 0 | 0 | 0 | 0 | 0 | 0 | 0 | 0 | 0 | 0 | 0 | 0 | 0 | 0 | 0 | 0 | 0 | 0 | 0 | 0 | 0 | 0 | 0 | 0 | 0 | 0 | 0 | 0 | 0 | 0 | 0 | 0 | 0 | 0 | 0 | 0 | 0 | 0 | 0 | 0 | 0 | 0 | 0 | 0 | 0 | 0 | 0
PLAINS | PLAINS | 28000 |  |  |  |  | 0 | 52.14% | 0.5013% | 0 | 0 | 0 | 0 | 0 | 0 | 0 | 0 | 0 | 0 | 0 | 0 | 0 | 0 | 0 | 0 | 0 | 0 | 0 | 0 | 0 | 0 | 0 | 0 | 0 | 0 | 0 | 0 | 0 | 0 | 0 | 0 | 0 | 0 | 0 | 0 | 0 | 0 | 0 | 0 | 0 | 0 | 0 | 0 | 0 | 0 | 0 | 0 | 0 | 0 | 0 | 0 | 0 | 0 | 0 | 0 | 0 | 0
PORTAGE | PORTAGE | 1000 |  |  |  |  | 0 | 52.14% | 0.1738% | 0 | 0 | 0 | 0 | 0 | 0 | 0 | 0 | 0 | 0 | 0 | 0 | 0 | 0 | 0 | 0 | 0 | 0 | 0 | 0 | 0 | 0 | 0 | 0 | 0 | 0 | 0 | 0 | 0 | 0 | 0 | 0 | 0 | 0 | 0 | 0 | 0 | 0 | 0 | 0 | 0 | 0 | 0 | 0 | 0 | 0 | 0 | 0 | 0 | 0 | 0 | 0 | 0 | 0 | 0 | 0 | 0 | 0
POWER | POWER | 2000 |  |  |  |  | 0 | 52.14% | 0.754% | 0 | 0 | 0 | 0 | 0 | 0 | 0 | 0 | 0 | 0 | 0 | 0 | 0 | 0 | 0 | 0 | 0 | 0 | 0 | 0 | 0 | 0 | 0 | 0 | 0 | 0 | 0 | 0 | 0 | 0 | 0 | 0 | 0 | 0 | 0 | 0 | 0 | 0 | 0 | 0 | 0 | 0 | 0 | 0 | 0 | 0 | 0 | 0 | 0 | 0 | 0 | 0 | 0 | 0 | 0 | 0 | 0 | 0
RAILWELDER | RAILWELDER | 5000 |  |  |  |  | 0 | 52.14% | 0.04636% | 0 | 0 | 0 | 0 | 0 | 0 | 0 | 0 | 0 | 0 | 0 | 0 | 0 | 0 | 0 | 0 | 0 | 0 | 0 | 0 | 0 | 0 | 0 | 0 | 0 | 0 | 0 | 0 | 0 | 0 | 0 | 0 | 0 | 0 | 0 | 0 | 0 | 0 | 0 | 0 | 0 | 0 | 0 | 0 | 0 | 0 | 0 | 0 | 0 | 0 | 0 | 0 | 0 | 0 | 0 | 0 | 0 | 0
RED LODGE NORTHSIDE | RED LODGE NORTHSIDE | 12500 |  |  |  |  | 0 | 52.14% | 0.1031% | 0 | 0 | 0 | 0 | 0 | 0 | 0 | 0 | 0 | 0 | 0 | 0 | 0 | 0 | 0 | 0 | 0 | 0 | 0 | 0 | 0 | 0 | 0 | 0 | 0 | 0 | 0 | 0 | 0 | 0 | 0 | 0 | 0 | 0 | 0 | 0 | 0 | 0 | 0 | 0 | 0 | 0 | 0 | 0 | 0 | 0 | 0 | 0 | 0 | 0 | 0 | 0 | 0 | 0 | 0 | 0 | 0 | 0
RENOVA | RENOVA | 3125 |  |  |  |  | 0 | 52.14% | 0.06445% | 4.0829 | 5.7321 | 7.7516 | 10.1247 | 12.7954 | 15.8481 | 19.299 | 23.2956 | 28.0732 | 33.3802 | 39.2826 | 45.0667 | 49.881 | 54.2228 | 58.3965 | 62.1226 | 65.2016 | 67.7019 | 69.5399 | 70.9716 | 72.2436 | 73.2955 | 74.1194 | 74.8042 | 75.4453 | 76.0136 | 76.4691 | 76.9391 | 77.5303 | 4.0829 | 5.7321 | 7.7516 | 10.1247 | 12.7954 | 15.8481 | 19.299 | 23.2956 | 28.0732 | 33.3802 | 39.2826 | 45.0667 | 49.881 | 54.2228 | 58.3965 | 62.1226 | 65.2016 | 67.7019 | 69.5399 | 70.9716 | 72.2436 | 73.2955 | 74.1194 | 74.8042 | 75.4453 | 76.0136 | 76.4691 | 76.9391 | 77.5303
RESERVE ST | RESERVE ST BANK 2 | 25000 |  |  |  |  | 0 | 52.14% | 0.5226% | 33.1054 | 46.478 | 62.8526 | 82.0947 | 103.7495 | 128.5021 | 156.4831 | 188.8886 | 227.627 | 270.6583 | 318.5171 | 365.4164 | 404.4523 | 439.6574 | 473.4996 | 503.7115 | 528.6777 | 548.951 | 563.8538 | 575.4629 | 585.7768 | 594.3058 | 600.9858 | 606.5385 | 611.7372 | 616.3446 | 620.0386 | 623.849 | 628.6425 | 33.1054 | 46.478 | 62.8526 | 82.0947 | 103.7495 | 128.5021 | 156.4831 | 188.8886 | 227.627 | 270.6583 | 318.5171 | 365.4164 | 404.4523 | 439.6574 | 473.4996 | 503.7115 | 528.6777 | 548.951 | 563.8538 | 575.4629 | 585.7768 | 594.3058 | 600.9858 | 606.5385 | 611.7372 | 616.3446 | 620.0386 | 623.849 | 628.6425
RIVERSIDE | RIVERSIDE | 12500 |  |  |  |  | 0 | 52.14% | 0.04779% | 0 | 0 | 0 | 0 | 0 | 0 | 0 | 0 | 0 | 0 | 0 | 0 | 0 | 0 | 0 | 0 | 0 | 0 | 0 | 0 | 0 | 0 | 0 | 0 | 0 | 0 | 0 | 0 | 0 | 0 | 0 | 0 | 0 | 0 | 0 | 0 | 0 | 0 | 0 | 0 | 0 | 0 | 0 | 0 | 0 | 0 | 0 | 0 | 0 | 0 | 0 | 0 | 0 | 0 | 0 | 0 | 0 | 0
ROCKVALE | ROCKVALE | 3125 |  |  |  |  | 0 | 52.14% | 0.7881% | 29 | 29.4946 | 29.9977 | 30.5093 | 31.0297 | 31.5589 | 32.0972 | 32.6446 | 33.2014 | 33.7677 | 34.3436 | 34.9294 | 35.5252 | 36.1311 | 36.7473 | 37.3741 | 38.0115 | 38.6599 | 39.3192 | 39.9899 | 40.6719 | 41.3656 | 42.0712 | 42.7887 | 43.5185 | 44.2608 | 45.0157 | 45.7835 | 46.5644 | 49.9212 | 70.0863 | 94.7784 | 123.7944 | 156.4487 | 193.7743 | 235.9681 | 284.8339 | 343.2493 | 408.1382 | 480.3067 | 551.0283 | 609.8923 | 662.9798 | 714.012 | 759.5699 | 797.2176 | 827.7887 | 850.2612 | 867.7672 | 883.32 | 896.1813 | 906.2544 | 914.6275 | 922.4669 | 929.4146 | 934.9849 | 940.7309 | 947.9592
ROUNDUP | ROUNDUP BANK 2 | 5000 |  |  |  |  | 0 | 52.14% | 0.8276% | 0 | 0 | 0 | 0 | 0 | 0 | 0 | 0 | 0 | 0 | 0 | 0 | 0 | 0 | 0 | 0 | 0 | 0 | 0 | 0 | 0 | 0 | 0 | 0 | 0 | 0 | 0 | 0 | 0 | 0 | 0 | 0 | 0 | 0 | 0 | 0 | 0 | 0 | 0 | 0 | 0 | 0 | 0 | 0 | 0 | 0 | 0 | 0 | 0 | 0 | 0 | 0 | 0 | 0 | 0 | 0 | 0 | 0
ROUNDUP | ROUNDUP BANK 4 | 3750 |  |  |  |  | 0 | 52.14% | 0.2247% | 0 | 0 | 0 | 0 | 0 | 0 | 0 | 0 | 0 | 0 | 0 | 0 | 0 | 0 | 0 | 0 | 0 | 0 | 0 | 0 | 0 | 0 | 0 | 0 | 0 | 0 | 0 | 0 | 0 | 0 | 0 | 0 | 0 | 0 | 0 | 0 | 0 | 0 | 0 | 0 | 0 | 0 | 0 | 0 | 0 | 0 | 0 | 0 | 0 | 0 | 0 | 0 | 0 | 0 | 0 | 0 | 0 | 0
RUDYARD | RUDYARD | 1500 |  |  |  |  | 0 | 52.14% | 0.1463% | 0 | 0 | 0 | 0 | 0 | 0 | 0 | 0 | 0 | 0 | 0 | 0 | 0 | 0 | 0 | 0 | 0 | 0 | 0 | 0 | 0 | 0 | 0 | 0 | 0 | 0 | 0 | 0 | 0 | 0 | 0 | 0 | 0 | 0 | 0 | 0 | 0 | 0 | 0 | 0 | 0 | 0 | 0 | 0 | 0 | 0 | 0 | 0 | 0 | 0 | 0 | 0 | 0 | 0 | 0 | 0 | 0 | 0
RUSSELL STREET | RUSSELL STREET #2 BANK 1 | 20000 |  |  |  |  | 0 | 52.14% | 0.1714% | 0 | 0 | 0 | 0 | 0 | 0 | 0 | 0 | 0 | 0 | 0 | 0 | 0 | 0 | 0 | 0 | 0 | 0 | 0 | 0 | 0 | 0 | 0 | 0 | 0 | 0 | 0 | 0 | 0 | 0 | 0 | 0 | 0 | 0 | 0 | 0 | 0 | 0 | 0 | 0 | 0 | 0 | 0 | 0 | 0 | 0 | 0 | 0 | 0 | 0 | 0 | 0 | 0 | 0 | 0 | 0 | 0 | 0
RUSSELL STREET | RUSSELL STREET #2 BANK 2 | 20000 |  |  |  |  | 0 | 52.14% | 0.0418% | 2.6476 | 3.7171 | 5.0267 | 6.5656 | 8.2975 | 10.2771 | 12.5149 | 15.1066 | 18.2047 | 21.6462 | 25.4738 | 29.2246 | 32.3465 | 35.1621 | 37.8687 | 40.2849 | 42.2816 | 43.903 | 45.0948 | 46.0233 | 46.8482 | 47.5303 | 48.0645 | 48.5086 | 48.9244 | 49.2928 | 49.5883 | 49.893 | 50.2764 | 2.6476 | 3.7171 | 5.0267 | 6.5656 | 8.2975 | 10.2771 | 12.5149 | 15.1066 | 18.2047 | 21.6462 | 25.4738 | 29.2246 | 32.3465 | 35.1621 | 37.8687 | 40.2849 | 42.2816 | 43.903 | 45.0948 | 46.0233 | 46.8482 | 47.5303 | 48.0645 | 48.5086 | 48.9244 | 49.2928 | 49.5883 | 49.893 | 50.2764
RUSSELL STREET | RUSSELL STREET #2 BANK 3 | 20000 |  |  |  |  | 0 | 52.14% | 1.321% | 83.6775 | 117.478 | 158.8666 | 207.503 | 262.2379 | 324.8027 | 395.5275 | 477.4359 | 575.3514 | 684.1175 | 805.0857 | 923.6285 | 1022.2959 | 1111.2807 | 1196.8204 | 1273.184 | 1336.2887 | 1387.5318 | 1425.2001 | 1454.5434 | 1480.6129 | 1502.1708 | 1519.0552 | 1533.0902 | 1546.2305 | 1557.8763 | 1567.2131 | 1576.8444 | 1588.9605 | 83.6775 | 117.478 | 158.8666 | 207.503 | 262.2379 | 324.8027 | 395.5275 | 477.4359 | 575.3514 | 684.1175 | 805.0857 | 923.6285 | 1022.2959 | 1111.2807 | 1196.8204 | 1273.184 | 1336.2887 | 1387.5318 | 1425.2001 | 1454.5434 | 1480.6129 | 1502.1708 | 1519.0552 | 1533.0902 | 1546.2305 | 1557.8763 | 1567.2131 | 1576.8444 | 1588.9605
RYEGATE | RYEGATE | 1000 |  |  |  |  | 0 | 52.14% | 1.274% | 80.7121 | 113.3148 | 147.9399 | 148.9195 | 149.9056 | 150.8982 | 151.8974 | 152.9032 | 153.9157 | 154.9348 | 155.9608 | 156.9935 | 158.033 | 159.0794 | 160.1328 | 161.1931 | 162.2605 | 163.3349 | 164.4165 | 165.5052 | 166.6011 | 167.7042 | 168.8147 | 169.9325 | 171.0578 | 172.1904 | 173.3306 | 174.4783 | 175.6337 | 80.7121 | 113.3148 | 153.2366 | 200.1493 | 252.9445 | 313.2921 | 381.5105 | 460.5162 | 554.9616 | 659.8733 | 776.5545 | 890.8963 | 986.067 | 1071.8983 | 1154.4066 | 1228.064 | 1288.9324 | 1338.3595 | 1374.6928 | 1402.9963 | 1428.1419 | 1448.9358 | 1465.2219 | 1478.7594 | 1491.4341 | 1502.6671 | 1511.6731 | 1520.9631 | 1532.6497
SACO | SACO | 999 |  |  |  |  | 0 | 52.14% | 1.204% | 33 | 32.5836 | 32.1726 | 31.7666 | 31.3658 | 30.9701 | 30.5794 | 30.1936 | 29.8126 | 29.4365 | 29.0651 | 28.6984 | 28.3363 | 27.9788 | 27.6258 | 27.2772 | 26.9331 | 26.5933 | 26.2578 | 25.9265 | 25.5994 | 25.2764 | 24.9575 | 24.6426 | 24.3317 | 24.0247 | 23.7216 | 23.4223 | 23.1268 | 76.2725 | 107.0819 | 144.8078 | 189.1401 | 239.0313 | 296.0595 | 360.5256 | 435.1855 | 524.436 | 623.577 | 733.8401 | 841.8926 | 931.8284 | 1012.9386 | 1090.9085 | 1160.5144 | 1218.0347 | 1264.7431 | 1299.0779 | 1325.8245 | 1349.587 | 1369.2372 | 1384.6274 | 1397.4203 | 1409.3978 | 1420.013 | 1428.5236 | 1437.3026 | 1448.3464
SHERIDAN CITY | SHERIDAN CITY | 5000 |  |  |  |  | 0 | 52.14% | 0.05334% | 3.3789 | 4.7438 | 6.4151 | 8.3791 | 10.5893 | 13.1157 | 15.9716 | 19.2791 | 23.233 | 27.6251 | 32.5098 | 37.2966 | 41.2809 | 44.8741 | 48.3283 | 51.4119 | 53.9601 | 56.0293 | 57.5504 | 58.7353 | 59.788 | 60.6585 | 61.3403 | 61.907 | 62.4377 | 62.9079 | 63.2849 | 63.6739 | 64.1631 | 3.3789 | 4.7438 | 6.4151 | 8.3791 | 10.5893 | 13.1157 | 15.9716 | 19.2791 | 23.233 | 27.6251 | 32.5098 | 37.2966 | 41.2809 | 44.8741 | 48.3283 | 51.4119 | 53.9601 | 56.0293 | 57.5504 | 58.7353 | 59.788 | 60.6585 | 61.3403 | 61.907 | 62.4377 | 62.9079 | 63.2849 | 63.6739 | 64.1631
SHILOH | SHILOH | 50000 |  |  |  |  | 0 | 52.14% | 0.04256% | 0 | 0 | 0 | 0 | 0 | 0 | 0 | 0 | 0 | 0 | 0 | 0 | 0 | 0 | 0 | 0 | 0 | 0 | 0 | 0 | 0 | 0 | 0 | 0 | 0 | 0 | 0 | 0 | 0 | 0 | 0 | 0 | 0 | 0 | 0 | 0 | 0 | 0 | 0 | 0 | 0 | 0 | 0 | 0 | 0 | 0 | 0 | 0 | 0 | 0 | 0 | 0 | 0 | 0 | 0 | 0 | 0 | 0
GFALLS SOUTHSIDE | SOUTHSIDE EAST BANK | 20000 |  |  |  |  | 0 | 52.14% | 0.1633% | 10.3454 | 14.5243 | 19.6413 | 25.6544 | 32.4215 | 40.1566 | 48.9006 | 59.0273 | 71.1329 | 84.5801 | 99.5359 | 114.1918 | 126.3904 | 137.392 | 147.9676 | 157.4087 | 165.2106 | 171.546 | 176.2031 | 179.8309 | 183.054 | 185.7193 | 187.8068 | 189.542 | 191.1665 | 192.6064 | 193.7607 | 194.9515 | 196.4494 | 10.3454 | 14.5243 | 19.6413 | 25.6544 | 32.4215 | 40.1566 | 48.9006 | 59.0273 | 71.1329 | 84.5801 | 99.5359 | 114.1918 | 126.3904 | 137.392 | 147.9676 | 157.4087 | 165.2106 | 171.546 | 176.2031 | 179.8309 | 183.054 | 185.7193 | 187.8068 | 189.542 | 191.1665 | 192.6064 | 193.7607 | 194.9515 | 196.4494
GFALLS SOUTHSIDE | SOUTHSIDE WEST BANK | 20000 |  |  |  |  | 0 | 52.14% | 1.275% | 80.7591 | 113.3808 | 153.3258 | 200.2659 | 253.0919 | 313.4746 | 381.7328 | 460.7844 | 555.2849 | 660.2576 | 777.0068 | 891.4153 | 986.6414 | 1072.5227 | 1155.079 | 1228.7794 | 1289.6832 | 1339.1391 | 1375.4935 | 1403.8135 | 1428.9738 | 1449.7798 | 1466.0753 | 1479.6208 | 1492.3029 | 1503.5424 | 1512.5536 | 1521.849 | 1533.5425 | 80.7591 | 113.3808 | 153.3258 | 200.2659 | 253.0919 | 313.4746 | 381.7328 | 460.7844 | 555.2849 | 660.2576 | 777.0068 | 891.4153 | 986.6414 | 1072.5227 | 1155.079 | 1228.7794 | 1289.6832 | 1339.1391 | 1375.4935 | 1403.8135 | 1428.9738 | 1449.7798 | 1466.0753 | 1479.6208 | 1492.3029 | 1503.5424 | 1512.5536 | 1521.849 | 1533.5425
SPOKANE BENCH | SPOKANE BENCH | 6250 |  |  |  |  | 0 | 52.14% | 0.2599% | 16.4634 | 23.1136 | 31.2567 | 40.8258 | 51.5948 | 63.9043 | 77.8193 | 93.9346 | 113.1992 | 134.5988 | 158.399 | 181.7221 | 201.1347 | 218.6423 | 235.4721 | 250.4965 | 262.9122 | 272.9942 | 280.4053 | 286.1786 | 291.3077 | 295.5492 | 298.8711 | 301.6325 | 304.2178 | 306.5091 | 308.3461 | 310.241 | 312.6248 | 16.4634 | 23.1136 | 31.2567 | 40.8258 | 51.5948 | 63.9043 | 77.8193 | 93.9346 | 113.1992 | 134.5988 | 158.399 | 181.7221 | 201.1347 | 218.6423 | 235.4721 | 250.4965 | 262.9122 | 272.9942 | 280.4053 | 286.1786 | 291.3077 | 295.5492 | 298.8711 | 301.6325 | 304.2178 | 306.5091 | 308.3461 | 310.241 | 312.6248
SPRINGDALE PUMP | SPRINGDALE PUMP | 3750 |  |  |  |  | 0 | 52.14% | 0.07825% | 0 | 0 | 0 | 0 | 0 | 0 | 0 | 0 | 0 | 0 | 0 | 0 | 0 | 0 | 0 | 0 | 0 | 0 | 0 | 0 | 0 | 0 | 0 | 0 | 0 | 0 | 0 | 0 | 0 | 0 | 0 | 0 | 0 | 0 | 0 | 0 | 0 | 0 | 0 | 0 | 0 | 0 | 0 | 0 | 0 | 0 | 0 | 0 | 0 | 0 | 0 | 0 | 0 | 0 | 0 | 0 | 0 | 0
ST. REGIS | ST. REGIS | 7000 |  |  |  |  | 0 | 52.14% | 0.2407% | 0 | 0 | 0 | 0 | 0 | 0 | 0 | 0 | 0 | 0 | 0 | 0 | 0 | 0 | 0 | 0 | 0 | 0 | 0 | 0 | 0 | 0 | 0 | 0 | 0 | 0 | 0 | 0 | 0 | 0 | 0 | 0 | 0 | 0 | 0 | 0 | 0 | 0 | 0 | 0 | 0 | 0 | 0 | 0 | 0 | 0 | 0 | 0 | 0 | 0 | 0 | 0 | 0 | 0 | 0 | 0 | 0 | 0
STANFORD CITY | STANFORD CITY | 5000 |  |  |  |  | 0 | 52.14% | 0.0939% | 0 | 0 | 0 | 0 | 0 | 0 | 0 | 0 | 0 | 0 | 0 | 0 | 0 | 0 | 0 | 0 | 0 | 0 | 0 | 0 | 0 | 0 | 0 | 0 | 0 | 0 | 0 | 0 | 0 | 0 | 0 | 0 | 0 | 0 | 0 | 0 | 0 | 0 | 0 | 0 | 0 | 0 | 0 | 0 | 0 | 0 | 0 | 0 | 0 | 0 | 0 | 0 | 0 | 0 | 0 | 0 | 0 | 0
STEVENSVILLE | STEVENSVILLE | 25000 |  |  |  |  | 0 | 52.14% | 0.4462% | 0 | 0 | 0 | 0 | 0 | 0 | 0 | 0 | 0 | 0 | 0 | 0 | 0 | 0 | 0 | 0 | 0 | 0 | 0 | 0 | 0 | 0 | 0 | 0 | 0 | 0 | 0 | 0 | 0 | 0 | 0 | 0 | 0 | 0 | 0 | 0 | 0 | 0 | 0 | 0 | 0 | 0 | 0 | 0 | 0 | 0 | 0 | 0 | 0 | 0 | 0 | 0 | 0 | 0 | 0 | 0 | 0 | 0
STILLWATER | STILLWATER | 35000 |  |  |  |  | 0 | 52.14% | 1.831% | 0 | 0 | 0 | 0 | 0 | 0 | 0 | 0 | 0 | 0 | 0 | 0 | 0 | 0 | 0 | 0 | 0 | 0 | 0 | 0 | 0 | 0 | 0 | 0 | 0 | 0 | 0 | 0 | 0 | 0 | 0 | 0 | 0 | 0 | 0 | 0 | 0 | 0 | 0 | 0 | 0 | 0 | 0 | 0 | 0 | 0 | 0 | 0 | 0 | 0 | 0 | 0 | 0 | 0 | 0 | 0 | 0 | 0
STOCKETT | STOCKETT | 2500 |  |  |  |  | 0 | 52.14% | 0.1532% | 0 | 0 | 0 | 0 | 0 | 0 | 0 | 0 | 0 | 0 | 0 | 0 | 0 | 0 | 0 | 0 | 0 | 0 | 0 | 0 | 0 | 0 | 0 | 0 | 0 | 0 | 0 | 0 | 0 | 0 | 0 | 0 | 0 | 0 | 0 | 0 | 0 | 0 | 0 | 0 | 0 | 0 | 0 | 0 | 0 | 0 | 0 | 0 | 0 | 0 | 0 | 0 | 0 | 0 | 0 | 0 | 0 | 0
STRAW | STRAW | 2000 |  |  |  |  | 0 | 52.14% | 0.06338% | 0 | 0 | 0 | 0 | 0 | 0 | 0 | 0 | 0 | 0 | 0 | 0 | 0 | 0 | 0 | 0 | 0 | 0 | 0 | 0 | 0 | 0 | 0 | 0 | 0 | 0 | 0 | 0 | 0 | 0 | 0 | 0 | 0 | 0 | 0 | 0 | 0 | 0 | 0 | 0 | 0 | 0 | 0 | 0 | 0 | 0 | 0 | 0 | 0 | 0 | 0 | 0 | 0 | 0 | 0 | 0 | 0 | 0
SUMATRA | SUMATRA | 5000 |  |  |  |  | 0 | 52.14% | 0.1415% | 0 | 0 | 0 | 0 | 0 | 0 | 0 | 0 | 0 | 0 | 0 | 0 | 0 | 0 | 0 | 0 | 0 | 0 | 0 | 0 | 0 | 0 | 0 | 0 | 0 | 0 | 0 | 0 | 0 | 0 | 0 | 0 | 0 | 0 | 0 | 0 | 0 | 0 | 0 | 0 | 0 | 0 | 0 | 0 | 0 | 0 | 0 | 0 | 0 | 0 | 0 | 0 | 0 | 0 | 0 | 0 | 0 | 0
SUPERIOR | SUPERIOR | 5000 |  |  |  |  | 0 | 52.14% | 0.2994% | 0 | 0 | 0 | 0 | 0 | 0 | 0 | 0 | 0 | 0 | 0 | 0 | 0 | 0 | 0 | 0 | 0 | 0 | 0 | 0 | 0 | 0 | 0 | 0 | 0 | 0 | 0 | 0 | 0 | 0 | 0 | 0 | 0 | 0 | 0 | 0 | 0 | 0 | 0 | 0 | 0 | 0 | 0 | 0 | 0 | 0 | 0 | 0 | 0 | 0 | 0 | 0 | 0 | 0 | 0 | 0 | 0 | 0
TARGET RANGE | TARGET RANGE #7 - 1 | 20000 |  |  |  |  | 0 | 52.14% | 0.6441% | 40.8017 | 57.2831 | 77.4644 | 101.1798 | 127.869 | 158.376 | 192.8619 | 232.8009 | 280.5452 | 333.5803 | 392.5652 | 450.3674 | 498.4783 | 541.8679 | 583.5776 | 620.8131 | 651.5833 | 672.1159 | 685.5582 | 699.2694 | 713.2548 | 727.5198 | 740.7015 | 747.545 | 753.9524 | 759.6309 | 764.1836 | 768.8799 | 774.7878 | 40.8017 | 57.2831 | 77.4644 | 101.1798 | 127.869 | 158.376 | 192.8619 | 232.8009 | 280.5452 | 333.5803 | 392.5652 | 450.3674 | 498.4783 | 541.8679 | 583.5776 | 620.8131 | 651.5833 | 676.5698 | 694.9371 | 709.2451 | 721.9568 | 732.4685 | 740.7015 | 747.545 | 753.9524 | 759.6309 | 764.1836 | 768.8799 | 774.7878
TARGET RANGE | TARGET RANGE #7 - 2 | 20000 |  |  |  |  | 0 | 52.14% | 0.3332% | 21.1065 | 29.6322 | 40.0719 | 52.3398 | 66.1459 | 81.927 | 99.7664 | 120.4266 | 145.1245 | 172.5592 | 203.0718 | 232.9726 | 257.8601 | 280.3053 | 301.8815 | 321.1432 | 337.0605 | 349.9858 | 359.4871 | 366.8886 | 373.4643 | 378.9019 | 383.1608 | 386.7009 | 390.0154 | 392.9529 | 395.308 | 397.7373 | 400.7934 | 21.1065 | 29.6322 | 40.0719 | 52.3398 | 66.1459 | 81.927 | 99.7664 | 120.4266 | 145.1245 | 172.5592 | 203.0718 | 232.9726 | 257.8601 | 280.3053 | 301.8815 | 321.1432 | 337.0605 | 349.9858 | 359.4871 | 366.8886 | 373.4643 | 378.9019 | 383.1608 | 386.7009 | 390.0154 | 392.9529 | 395.308 | 397.7373 | 400.7934
THOMPSON FALLS | THOMPSON FALLS CITY | 20000 |  |  |  |  | 0 | 52.14% | 0.4542% | 0 | 0 | 0 | 0 | 0 | 0 | 0 | 0 | 0 | 0 | 0 | 0 | 0 | 0 | 0 | 0 | 0 | 0 | 0 | 0 | 0 | 0 | 0 | 0 | 0 | 0 | 0 | 0 | 0 | 0 | 0 | 0 | 0 | 0 | 0 | 0 | 0 | 0 | 0 | 0 | 0 | 0 | 0 | 0 | 0 | 0 | 0 | 0 | 0 | 0 | 0 | 0 | 0 | 0 | 0 | 0 | 0 | 0
TODD | TODD | 7500 |  |  |  |  | 0 | 52.14% | 0.004363% | 0.27636 | 0.38799 | 0.52468 | 0.68531 | 0.86608 | 1.0727 | 1.3063 | 1.5768 | 1.9002 | 2.2594 | 2.6589 | 3.0504 | 3.3763 | 3.6702 | 3.9527 | 4.2049 | 4.4133 | 4.5825 | 4.7069 | 4.8038 | 4.8899 | 4.9611 | 5.0169 | 5.0632 | 5.1066 | 5.1451 | 5.1759 | 5.2078 | 5.2478 | 0.27636 | 0.38799 | 0.52468 | 0.68531 | 0.86608 | 1.0727 | 1.3063 | 1.5768 | 1.9002 | 2.2594 | 2.6589 | 3.0504 | 3.3763 | 3.6702 | 3.9527 | 4.2049 | 4.4133 | 4.5825 | 4.7069 | 4.8038 | 4.8899 | 4.9611 | 5.0169 | 5.0632 | 5.1066 | 5.1451 | 5.1759 | 5.2078 | 5.2478
TOSTON | TOSTON | 6250 |  |  |  |  | 0 | 52.14% | 0.03075% | 1.9478 | 2.7346 | 3.698 | 4.8301 | 6.1042 | 7.5606 | 9.2068 | 11.1135 | 13.3927 | 15.9245 | 18.7403 | 21.4997 | 23.7964 | 25.8677 | 27.8588 | 29.6364 | 31.1053 | 32.2981 | 33.1749 | 33.858 | 34.4648 | 34.9666 | 35.3596 | 35.6863 | 35.9922 | 36.2633 | 36.4806 | 36.7048 | 36.9868 | 1.9478 | 2.7346 | 3.698 | 4.8301 | 6.1042 | 7.5606 | 9.2068 | 11.1135 | 13.3927 | 15.9245 | 18.7403 | 21.4997 | 23.7964 | 25.8677 | 27.8588 | 29.6364 | 31.1053 | 32.2981 | 33.1749 | 33.858 | 34.4648 | 34.9666 | 35.3596 | 35.6863 | 35.9922 | 36.2633 | 36.4806 | 36.7048 | 36.9868
TOWNSEND | TOWNSEND | 20000 |  |  |  |  | 0 | 52.14% | 1.109% | 70.2587 | 98.6388 | 133.3901 | 174.227 | 220.1844 | 272.716 | 332.0992 | 353.386 | 356.8595 | 360.3671 | 363.9092 | 367.4861 | 371.0982 | 374.7458 | 378.4293 | 382.1489 | 385.9051 | 389.6982 | 393.5286 | 397.3967 | 401.3028 | 405.2473 | 409.2305 | 413.2529 | 417.3148 | 421.4167 | 425.5589 | 429.7417 | 433.9658 | 70.2587 | 98.6388 | 133.3901 | 174.227 | 220.1844 | 272.716 | 332.0992 | 400.8724 | 483.0858 | 574.4098 | 675.979 | 775.5118 | 858.3565 | 933.0714 | 1004.8936 | 1069.0113 | 1121.9963 | 1165.0218 | 1196.6494 | 1221.2872 | 1243.176 | 1261.2768 | 1275.4536 | 1287.2378 | 1298.271 | 1308.0491 | 1315.8887 | 1323.9755 | 1334.1486
TUNIS | TUNIS SUB | 6250 |  |  |  |  | 0 | 52.14% | 0.06005% | 0 | 0 | 0 | 0 | 0 | 0 | 0 | 0 | 0 | 0 | 0 | 0 | 0 | 0 | 0 | 0 | 0 | 0 | 0 | 0 | 0 | 0 | 0 | 0 | 0 | 0 | 0 | 0 | 0 | 0 | 0 | 0 | 0 | 0 | 0 | 0 | 0 | 0 | 0 | 0 | 0 | 0 | 0 | 0 | 0 | 0 | 0 | 0 | 0 | 0 | 0 | 0 | 0 | 0 | 0 | 0 | 0 | 0
TWIN BRIDGES | TWIN BRIDGES | 3000 |  |  |  |  | 0 | 52.14% | 0.1072% | 6.7913 | 9.5346 | 12.8937 | 16.8411 | 21.2834 | 26.3612 | 32.1013 | 38.7491 | 46.6959 | 55.5235 | 65.3414 | 74.9624 | 82.9703 | 90.1924 | 97.1348 | 103.3326 | 108.4542 | 112.6131 | 115.511 | 115.5956 | 115.6802 | 115.7648 | 115.8495 | 115.9343 | 116.0192 | 116.1041 | 116.189 | 116.274 | 116.3591 | 6.7913 | 9.5346 | 12.8937 | 16.8411 | 21.2834 | 26.3612 | 32.1013 | 38.7491 | 46.6959 | 55.5235 | 65.3414 | 74.9624 | 82.9703 | 90.1924 | 97.1348 | 103.3326 | 108.4542 | 112.6131 | 115.6703 | 118.0518 | 120.1677 | 121.9173 | 123.2877 | 124.4267 | 125.4932 | 126.4384 | 127.1962 | 127.9779 | 128.9612
TWO DOT | TWO DOT | 1000 |  |  |  |  | 0 | 52.14% | 0.04764% | 3.0177 | 4.2367 | 5.7293 | 7.4834 | 9.4573 | 11.7136 | 14.2643 | 17.2182 | 20.7494 | 24.6719 | 29.0345 | 33.3096 | 36.8679 | 40.0771 | 43.162 | 45.9159 | 48.1917 | 50.0398 | 51.3982 | 52.4565 | 53.3966 | 54.1741 | 54.783 | 55.2892 | 55.7631 | 56.1831 | 56.5198 | 56.8671 | 57.3041 | 3.0177 | 4.2367 | 5.7293 | 7.4834 | 9.4573 | 11.7136 | 14.2643 | 17.2182 | 20.7494 | 24.6719 | 29.0345 | 33.3096 | 36.8679 | 40.0771 | 43.162 | 45.9159 | 48.1917 | 50.0398 | 51.3982 | 52.4565 | 53.3966 | 54.1741 | 54.783 | 55.2892 | 55.7631 | 56.1831 | 56.5198 | 56.8671 | 57.3041
ULM | ULM | 10000 |  |  |  |  | 0 | 52.14% | 0.2394% | 0 | 0 | 0 | 0 | 0 | 0 | 0 | 0 | 0 | 0 | 0 | 0 | 0 | 0 | 0 | 0 | 0 | 0 | 0 | 0 | 0 | 0 | 0 | 0 | 0 | 0 | 0 | 0 | 0 | 0 | 0 | 0 | 0 | 0 | 0 | 0 | 0 | 0 | 0 | 0 | 0 | 0 | 0 | 0 | 0 | 0 | 0 | 0 | 0 | 0 | 0 | 0 | 0 | 0 | 0 | 0 | 0 | 0
UTICA PUMP | UTICA PUMP | 9375 |  |  |  |  | 0 | 52.14% | 0.1432% | 0 | 0 | 0 | 0 | 0 | 0 | 0 | 0 | 0 | 0 | 0 | 0 | 0 | 0 | 0 | 0 | 0 | 0 | 0 | 0 | 0 | 0 | 0 | 0 | 0 | 0 | 0 | 0 | 0 | 0 | 0 | 0 | 0 | 0 | 0 | 0 | 0 | 0 | 0 | 0 | 0 | 0 | 0 | 0 | 0 | 0 | 0 | 0 | 0 | 0 | 0 | 0 | 0 | 0 | 0 | 0 | 0 | 0
VALIER | VALIER | 1500 |  |  |  |  | 0 | 52.14% | 0.04963% | 0 | 0 | 0 | 0 | 0 | 0 | 0 | 0 | 0 | 0 | 0 | 0 | 0 | 0 | 0 | 0 | 0 | 0 | 0 | 0 | 0 | 0 | 0 | 0 | 0 | 0 | 0 | 0 | 0 | 0 | 0 | 0 | 0 | 0 | 0 | 0 | 0 | 0 | 0 | 0 | 0 | 0 | 0 | 0 | 0 | 0 | 0 | 0 | 0 | 0 | 0 | 0 | 0 | 0 | 0 | 0 | 0 | 0
VALIER - WILLIAMS | VALIER - WILLIAMS | 14000 |  |  |  |  | 0 | 52.14% | 0.2038% | 0 | 0 | 0 | 0 | 0 | 0 | 0 | 0 | 0 | 0 | 0 | 0 | 0 | 0 | 0 | 0 | 0 | 0 | 0 | 0 | 0 | 0 | 0 | 0 | 0 | 0 | 0 | 0 | 0 | 0 | 0 | 0 | 0 | 0 | 0 | 0 | 0 | 0 | 0 | 0 | 0 | 0 | 0 | 0 | 0 | 0 | 0 | 0 | 0 | 0 | 0 | 0 | 0 | 0 | 0 | 0 | 0 | 0
VALIER-BULLHEAD | VALIER-BULLHEAD | 3000 |  |  |  |  | 0 | 52.14% | 0.08462% | 0 | 0 | 0 | 0 | 0 | 0 | 0 | 0 | 0 | 0 | 0 | 0 | 0 | 0 | 0 | 0 | 0 | 0 | 0 | 0 | 0 | 0 | 0 | 0 | 0 | 0 | 0 | 0 | 0 | 0 | 0 | 0 | 0 | 0 | 0 | 0 | 0 | 0 | 0 | 0 | 0 | 0 | 0 | 0 | 0 | 0 | 0 | 0 | 0 | 0 | 0 | 0 | 0 | 0 | 0 | 0 | 0 | 0
VAUGHN | VAUGHN | 5000 |  |  |  |  | 0 | 52.14% | 0.331% | 0 | 0 | 0 | 0 | 0 | 0 | 0 | 0 | 0 | 0 | 0 | 0 | 0 | 0 | 0 | 0 | 0 | 0 | 0 | 0 | 0 | 0 | 0 | 0 | 0 | 0 | 0 | 0 | 0 | 0 | 0 | 0 | 0 | 0 | 0 | 0 | 0 | 0 | 0 | 0 | 0 | 0 | 0 | 0 | 0 | 0 | 0 | 0 | 0 | 0 | 0 | 0 | 0 | 0 | 0 | 0 | 0 | 0
VIRGINIA | VIRGINIA CITY | 2500 |  |  |  |  | 0 | 52.14% | 0.04276% | 0 | 0 | 0 | 0 | 0 | 0 | 0 | 0 | 0 | 0 | 0 | 0 | 0 | 0 | 0 | 0 | 0 | 0 | 0 | 0 | 0 | 0 | 0 | 0 | 0 | 0 | 0 | 0 | 0 | 0 | 0 | 0 | 0 | 0 | 0 | 0 | 0 | 0 | 0 | 0 | 0 | 0 | 0 | 0 | 0 | 0 | 0 | 0 | 0 | 0 | 0 | 0 | 0 | 0 | 0 | 0 | 0 | 0
WAYNE PUMP | WAYNE PUMP | 9375 |  |  |  |  | 0 | 52.14% | 0.1731% | 10.965 | 15.3941 | 20.8176 | 27.1909 | 34.3632 | 42.5616 | 51.8293 | 62.5624 | 75.3931 | 89.6457 | 105.4972 | 121.0308 | 133.96 | 145.6205 | 156.8295 | 166.836 | 175.1052 | 181.82 | 186.756 | 190.6011 | 194.0172 | 196.8421 | 199.0546 | 200.8937 | 202.6156 | 204.1416 | 205.3651 | 206.6272 | 208.2149 | 10.965 | 15.3941 | 20.8176 | 27.1909 | 34.3632 | 42.5616 | 51.8293 | 62.5624 | 75.3931 | 89.6457 | 105.4972 | 121.0308 | 133.96 | 145.6205 | 156.8295 | 166.836 | 175.1052 | 181.82 | 186.756 | 190.6011 | 194.0172 | 196.8421 | 199.0546 | 200.8937 | 202.6156 | 204.1416 | 205.3651 | 206.6272 | 208.2149
WHITEHALL | WHITEHALL | 5000 |  |  |  |  | 0 | 52.14% | 0.298% | 0 | 0 | 0 | 0 | 0 | 0 | 0 | 0 | 0 | 0 | 0 | 0 | 0 | 0 | 0 | 0 | 0 | 0 | 0 | 0 | 0 | 0 | 0 | 0 | 0 | 0 | 0 | 0 | 0 | 0 | 0 | 0 | 0 | 0 | 0 | 0 | 0 | 0 | 0 | 0 | 0 | 0 | 0 | 0 | 0 | 0 | 0 | 0 | 0 | 0 | 0 | 0 | 0 | 0 | 0 | 0 | 0 | 0
WILLOW CREEK | WILLOW CREEK | 2500 |  |  |  |  | 0 | 52.14% | 0.04816% | 0 | 0 | 0 | 0 | 0 | 0 | 0 | 0 | 0 | 0 | 0 | 0 | 0 | 0 | 0 | 0 | 0 | 0 | 0 | 0 | 0 | 0 | 0 | 0 | 0 | 0 | 0 | 0 | 0 | 0 | 0 | 0 | 0 | 0 | 0 | 0 | 0 | 0 | 0 | 0 | 0 | 0 | 0 | 0 | 0 | 0 | 0 | 0 | 0 | 0 | 0 | 0 | 0 | 0 | 0 | 0 | 0 | 0
WINDHAM | WINDHAM | 1000 |  |  |  |  | 0 | 52.14% | 0.05882% | 0 | 0 | 0 | 0 | 0 | 0 | 0 | 0 | 0 | 0 | 0 | 0 | 0 | 0 | 0 | 0 | 0 | 0 | 0 | 0 | 0 | 0 | 0 | 0 | 0 | 0 | 0 | 0 | 0 | 0 | 0 | 0 | 0 | 0 | 0 | 0 | 0 | 0 | 0 | 0 | 0 | 0 | 0 | 0 | 0 | 0 | 0 | 0 | 0 | 0 | 0 | 0 | 0 | 0 | 0 | 0 | 0 | 0
WOLF | WOLF CREEK | 4992 |  |  |  |  | 0 | 52.14% | 0.07109% | 4.5035 | 6.3227 | 8.5502 | 11.1678 | 14.1137 | 17.4809 | 21.2873 | 25.6957 | 30.9655 | 36.8193 | 43.3298 | 49.7098 | 55.0201 | 59.8092 | 64.413 | 68.5229 | 71.9192 | 74.6771 | 76.7044 | 78.2837 | 79.6867 | 80.847 | 81.7557 | 82.5111 | 83.2183 | 83.8451 | 84.3476 | 84.8659 | 85.518 | 4.5035 | 6.3227 | 8.5502 | 11.1678 | 14.1137 | 17.4809 | 21.2873 | 25.6957 | 30.9655 | 36.8193 | 43.3298 | 49.7098 | 55.0201 | 59.8092 | 64.413 | 68.5229 | 71.9192 | 74.6771 | 76.7044 | 78.2837 | 79.6867 | 80.847 | 81.7557 | 82.5111 | 83.2183 | 83.8451 | 84.3476 | 84.8659 | 85.518
ZURICH | ZURICH | 1503 |  |  |  |  | 0 | 52.14% | 0.06329% | 4.0093 | 5.6288 | 7.6118 | 9.9422 | 12.5647 | 15.5624 | 18.9511 | 22.8756 | 27.567 | 32.7784 | 38.5744 | 44.2542 | 48.9817 | 53.2452 | 57.3437 | 61.0026 | 64.0261 | 66.4814 | 68.2862 | 69.6921 | 70.9412 | 71.9741 | 72.7831 | 73.4556 | 74.0852 | 74.6431 | 75.0905 | 75.552 | 76.1325 | 4.0093 | 5.6288 | 7.6118 | 9.9422 | 12.5647 | 15.5624 | 18.9511 | 22.8756 | 27.567 | 32.7784 | 38.5744 | 44.2542 | 48.9817 | 53.2452 | 57.3437 | 61.0026 | 64.0261 | 66.4814 | 68.2862 | 69.6921 | 70.9412 | 71.9741 | 72.7831 | 73.4556 | 74.0852 | 74.6431 | 75.0905 | 75.552 | 76.1325
Adjusted Substation Forecasts (Low)
Substation | Transformer | Nameplate | Peak 2017 Loading | Winter Peak | Summer Peak | Peak Season | Planned Substation Upgrade |  | Growth | 2017 | 2018 | 2019 | 2020 | 2021 | 2022 | 2023 | 2024 | 2025 | 2026 | 2027 | 2028 | 2029 | 2030 | 2031 | 2032 | 2033 | 2034 | 2035 | 2036 | 2037 | 2038 | 2039 | 2040 | 2041 | 2042 | 2043 | 2044 | 2045
ABSAROKEE | ABSAROKEE | 6250 |  |  |  |  | 0
ALBERTON | ALBERTON | 2500 |  |  |  |  | 1
AMSTERDAM | AMSTERDAM | 5500 |  |  |  |  | 1
ANACONDA CITY | ANACONDA CITY 3 | 10000 |  |  |  |  | 0
ANACONDA CITY | ANACONDA CITY 4 | 10000 |  |  |  |  | 0
AUGUSTA | AUGUSTA | 1500 |  |  |  |  | 0
BARBER | BARBER | 750 |  |  |  |  | 0
BASIN | BASIN | 750 |  |  |  |  | 0
BELGRADE | BELGRADE 1 | 20000 |  |  |  |  | 0
BELGRADE | BELGRADE 2 | 20000 |  |  |  |  | 0
BELT | BELT | 5000 |  |  |  |  | 0
BIG SANDY | BIG SANDY | 2500 |  |  |  |  | 0
LONE MOUNTAIN | BIG SKY LONE MOUNTAIN BANK 1 | 42000 |  |  |  |  | 0
LONE MOUNTAIN | BIG SKY LONE MOUNTAIN BANK 2 | 42000 |  |  |  |  | 0
BIG SKY MEADOW | BIG SKY MEADOW VILLAGE | 25000 |  |  |  |  | 0
BIG TIMBER | BIG TIMBER | 6250 |  |  |  |  | 0
BILLINGS 8TH ST. | BILLINGS 8TH ST. 1 | 42000 |  |  |  |  | 0
BILLINGS 8TH ST. | BILLINGS 8TH ST. 2 | 42000 |  |  |  |  | 0
BILLINGS 8TH ST. | BILLINGS 8TH ST. 3 | 42000 |  |  |  |  | 0
BILLINGS BELLROCK | BILLINGS BELLROCK 1 | 42000 |  |  |  |  | 0
BILLINGS BELLROCK | BILLINGS BELLROCK 2 | 42000 |  |  |  |  | 0
BILLINGS EASTSIDE | BILLINGS EASTSIDE 3 | 20000 |  |  |  |  | 0
BILLINGS EASTSIDE | BILLINGS EASTSIDE 4 | 20000 |  |  |  |  | 0
BILLINGS EASTSIDE | BILLINGS EASTSIDE 5 | 20000 |  |  |  |  | 0
BILLINGS KING AVE | BILLINGS KING AVE. 1 | 20000 |  |  |  |  | 0
BILLINGS KING AVE | BILLINGS KING AVE. 2 | 20000 |  |  |  |  | 0
BILLINGS MERIDIAN | BILLINGS MERIDIAN BANK 1 | 20000 |  |  |  |  | 0
BILLINGS MERIDIAN | BILLINGS MERIDIAN BANK 2 | 20000 |  |  |  |  | 0
BILLINGS RIMROCK | BILLINGS RIMROCK | 20000 |  |  |  |  | 0
BILLINGS STEAMPLANT | BILLINGS STEAMPLANT SWYD A | 20000 |  |  |  |  | 0
BILLINGS STEAMPLANT | BILLINGS STEAMPLANT SWYD B | 20000 |  |  |  |  | 0
BILLINGS WICKS LANE | BILLINGS WICKS LANE 1 | 25000 |  |  |  |  | 0
BILLINGS WICKS LANE | BILLINGS WICKS LANE 2 | 25000 |  |  |  |  | 0
BONNER | BONNER FDR 61 & 62 | 20000 |  |  |  |  | 0
BOULDER | BOULDER | 5000 |  |  |  |  | 0
BOX ELDER | BOX ELDER | 1000 |  |  |  |  | 0
BOZEMAN EAST | BOZEMAN EAST GALLATIN 3 | 10000 |  |  |  |  | 0
BOZEMAN EAST | BOZEMAN EAST GALLATIN 4 | 20000 |  |  |  |  | 0
BOZEMAN SOURDOUGH | BOZEMAN SOURDOUGH #1 | 20000 |  |  |  |  | 1
BOZEMAN SOUTHSIDE | BOZEMAN SOUTHSIDE 5 | 20000 |  |  |  |  | 0
BOZEMAN SOUTHSIDE | BOZEMAN SOUTHSIDE 6 | 20000 |  |  |  |  | 0
BOZEMAN WESTSIDE | BOZEMAN WESTSIDE BK1 | 20000 |  |  |  |  | 0
BOZEMAN WESTSIDE | BOZEMAN WESTSIDE BK2 | 42000 |  |  |  |  | 0
BRADY | BRADY | 1000 |  |  |  |  | 0
BRIDGER | BRIDGER | 12500 |  |  |  |  | 0
BROADVIEW CITY | BROADVIEW CITY | 2000 |  |  |  |  | 0
BUTLER CREEK | BUTLER CREEK | 20000 |  |  |  |  | 0
BUTTE CORA | BUTTE CORA | 20000 |  |  |  |  | 0
BUTTE INDUSTRIAL PARK | BUTTE INDUSTRIAL PARK | 10000 |  |  |  |  | 0
BUTTE MONTANA ST | BUTTE MONTANA ST. SWITCHYARD 1 | 6240 |  |  |  |  | 1
BUTTE MONTANA ST | BUTTE MONTANA ST. SWITCHYARD 2 | 6240 |  |  |  |  | 1
BUTTE MONTANA ST | BUTTE MONTANA ST. SWITCHYARD 3 | 25000 |  |  |  |  | 0
BUTTE MONTANA ST | BUTTE MONTANA ST. SWITCHYARD 5 | 25000 |  |  |  |  | 0
CANYON CREEK | CANYON CREEK | 10000 |  |  |  |  | 0
CARTER | CARTER | 2500 |  |  |  |  | 0
CHARLOS HEIGHTS | CHARLOS HEIGHTS | 3750 |  |  |  |  | 0
CHESTER | CHESTER | 4995 |  |  |  |  | 0
CHINOOK | CHINOOK | 5000 |  |  |  |  | 0
CHOTEAU | CHOTEAU 1 | 2500 |  |  |  |  | 0
CHOTEAU | CHOTEAU 2 | 5000 |  |  |  |  | 0
CIRCLE BRIDGE | CIRCLE BRIDGE | 1500 |  |  |  |  | 0
CITY SUB #1 | CITY SUB #1 | 20000 |  |  |  |  | 0
CITY SUB #1 | CITY SUB #1 BNK 4 | 20000 |  |  |  |  | 0
CLANCY | CLANCY | 6220 |  |  |  |  | 0
COBBLESTONE | COBBLESTONE | 5000 |  |  |  |  | 0
COLLINS | COLLINS | 2500 |  |  |  |  | 0
COLSTRIP SWITCHYARD | COLSTRIP SWITCHYARD (TOWN) 1 | 20000 |  |  |  |  | 0
COLSTRIP SWITCHYARD | COLSTRIP SWITCHYARD (TOWN) 2 | 20000 |  |  |  |  | 0
CONRAD CITY | CONRAD CITY BNK 1 | 3750 |  |  |  |  | 0
CONRAD CITY | CONRAD CITY BNK 2 | 6250 |  |  |  |  | 0
CONRAD | CONRAD PUMP | 9375 |  |  |  |  | 0
CORVALLIS | CORVALLIS | 5000 |  |  |  |  | 0
CRAIG | CRAIG | 4992 |  |  |  |  | 0
DARBY | DARBY 1 | 6250 |  |  |  |  | 0
DARBY | DARBY 2 | 6250 |  |  |  |  | 0
DEER LODGE CITY | DEER LODGE CITY | 6000 |  |  |  |  | 1
DEER LODGE CITY | DEER LODGE CITY 25KV | 20000 |  |  |  |  | 0
DENTON | DENTON | 2500 |  |  |  |  | 0
DIAMOND | DIAMOND MATCH | 2500 |  |  |  |  | 0
DILLON | DILLON AIRPORT | 2500 |  |  |  |  | 0
DIVIDE | DIVIDE | 4992 |  |  |  |  | 0
DODSON | DODSON | 1002 |  |  |  |  | 0
DOWNER | DOWNER | 2500 |  |  |  |  | 0
DRUMMOND | DRUMMOND CITY | 6250 |  |  |  |  | 0
EAST BENCH | EAST BENCH | 2500 |  |  |  |  | 0
EAST HELENA SWYD | EAST HELENA SWYD 1 | 25000 |  |  |  |  | 1
EAST HELENA SWYD | EAST HELENA SWYD 4 | 40000 |  |  |  |  | 1
ENNIS | ENNIS | 10000 |  |  |  |  | 0
EUSTIS | EUSTIS | 3000 |  |  |  |  | 0
FAIRFIELD | FAIRFIELD | 3000 |  |  |  |  | 0
FAIRMONT | FAIRMONT | 5000 |  |  |  |  | 0
FLORENCE | FLORENCE | 2500 |  |  |  |  | 0
FORT BELKNAP | FORT BELKNAP | 2496 |  |  |  |  | 0
FORT BENTON | FORT BENTON BNK 1 | 5000 |  |  |  |  | 0
FORT BENTON | FORT BENTON BNK 2 | 6250 |  |  |  |  | 0
FROMBERG | FROMBERG | 2500 |  |  |  |  | 0
GAGE | GAGE | 2333 |  |  |  |  | 0
GARDINER | GARDINER | 5000 |  |  |  |  | 0
GERALDINE | GERALDINE | 1998 |  |  |  |  | 0
GILDFORD | GILDFORD | 500 |  |  |  |  | 0
GLASGOW | GLASGOW EASTSIDE | 6250 |  |  |  |  | 0
GLASGOW WESTSIDE | GLASGOW WESTSIDE #1 | 6250 |  |  |  |  | 0
GLASGOW WESTSIDE | GLASGOW WESTSIDE #2 | 6250 |  |  |  |  | 0
GREAT FALLS CITY | GREAT FALLS CITY (NORTH BANK) | 20000 |  |  |  |  | 0
GREAT FALLS CITY | GREAT FALLS CITY (SOUTH BANK) | 40000 |  |  |  |  | 0
GREAT FALLS EASTSIDE | GREAT FALLS EASTSIDE 1 | 25000 |  |  |  |  | 0
GREAT FALLS EASTSIDE | GREAT FALLS EASTSIDE 2 | 12500 |  |  |  |  | 0
GREAT FALLS NORTHEAST | GREAT FALLS NORTHEAST | 20000 |  |  |  |  | 0
GREAT FALLS NORTHWEST | GREAT FALLS NORTHWEST (EAST BANK) | 20000 |  |  |  |  | 0
GREAT FALLS NORTHWEST | GREAT FALLS NORTHWEST (WEST BANK) | 20000 |  |  |  |  | 0
GREAT FALLS RIVERVIEW | GREAT FALLS RIVERVIEW #1 | 20000 |  |  |  |  | 0
GREAT FALLS RIVERVIEW | GREAT FALLS RIVERVIEW #2 | 25000 |  |  |  |  | 0
GREAT FALLS SOUTHEAST | GREAT FALLS SOUTHEAST | 42000 |  |  |  |  | 0
GREAT FALLS SOUTHWEST | GREAT FALLS SOUTHWEST | 20000 |  |  |  |  | 0
GREY | GREY CLIFF | 1800 |  |  |  |  | 0
GRIZZLY | GRIZZLY PEAK | 5000 |  |  |  |  | 0
HAMILTON SOUTHSIDE | HAMILTON SOUTHSIDE 1 | 20000 |  |  |  |  | 0
HAMILTON SOUTHSIDE | HAMILTON SOUTHSIDE 2 | 20000 |  |  |  |  | 0
HARDIN | HARDIN CITY | 20000 |  |  |  |  | 0
HARLEM | HARLEM | 5600 |  |  |  |  | 0
HARLOWTON | HARLOWTON | 2500 |  |  |  |  | 0
HARRISON | HARRISON - PONY | 2496 |  |  |  |  | 0
HAUGAN | HAUGAN | 1500 |  |  |  |  | 0
HAUSER | HAUSER DIST | 4998 |  |  |  |  | 0
HAVRE CITY | HAVRE CITY | 9375 |  |  |  |  | 0
HAVRE CITY | HAVRE CITY EAST BANK 1 | 6250 |  |  |  |  | 0
HAVRE CITY | HAVRE CITY WEST BANK 3 | 6250 |  |  |  |  | 0
HAVRE EASTSIDE | HAVRE EASTSIDE | 12500 |  |  |  |  | 0
HAVRE HIGHLAND | HAVRE HIGHLAND PARK | 10500 |  |  |  |  | 0
HELENA EASTSIDE | HELENA EASTSIDE 1 | 20000 |  |  |  |  | 0
HELENA GOLF COURSE | HELENA GOLF COURSE 1 | 20000 |  |  |  |  | 0
HELENA GOLF COURSE | HELENA GOLF COURSE 2 | 42000 |  |  |  |  | 0
HELENA SOUTHSIDE | HELENA SOUTHSIDE 1 | 20000 |  |  |  |  | 0
HELENA SOUTHSIDE | HELENA SOUTHSIDE 2 | 20000 |  |  |  |  | 0
HELENA VALLEY | HELENA VALLEY 1 | 25000 |  |  |  |  | 0
HELENA VALLEY | HELENA VALLEY 2 | 20000 |  |  |  |  | 0
HELENA WESTSIDE | HELENA WESTSIDE 1 | 6240 |  |  |  |  | 0
HELENA WESTSIDE | HELENA WESTSIDE 2 | 25000 |  |  |  |  | 0
HELENA WESTSIDE | HELENA WESTSIDE 3 | 12500 |  |  |  |  | 0
HILLVIEW | HILLVIEW HEIGHTS #5 | 20000 |  |  |  |  | 0
HINGHAM | HINGHAM | 1000 |  |  |  |  | 0
HINSDALE | HINSDALE | 600 |  |  |  |  | 1
INDUSTRIAL SUB #3 | INDUSTRIAL SUB #3 - BANK 1 | 20000 |  |  |  |  | 0
INDUSTRIAL SUB #3 | INDUSTRIAL SUB #3 - BANK 2 | 20000 |  |  |  |  | 0
INDUSTRIAL SUB #3 | INDUSTRIAL SUB #3 - BANK 3 | 20000 |  |  |  |  | 0
INVERNESS | INVERNESS | 1500 |  |  |  |  | 0
IVANHOE | IVANHOE | 1800 |  |  |  |  | 0
JACKRABBIT | JACK RABBIT 3 | 22400 |  |  |  |  | 1
JIM | JIM COULEE | 5000 |  |  |  |  | 0
JOPLIN | JOPLIN | 750 |  |  |  |  | 0
KINGSHILL | KINGSHILL | 600 |  |  |  |  | 0
KREMLIN | KREMLIN | 600 |  |  |  |  | 0
LADUKE | LADUKE | 2500 |  |  |  |  | 0
LANDERS | LANDERS FORK | 12504 |  |  |  |  | 0
LAURIN | LAURIN | 5000 |  |  |  |  | 0
LAVINA | LAVINA | 5000 |  |  |  |  | 0
LAVINA | LAVINA PUMP | 9375 |  |  |  |  | 0
LEWISTOWN #1 | LEWISTOWN #1 | 5000 |  |  |  |  | 0
LEWISTOWN BOULEVARD | LEWISTOWN BOULEVARD 1 | 7500 |  |  |  |  | 0
LEWISTOWN BOULEVARD | LEWISTOWN BOULEVARD 2 | 5000 |  |  |  |  | 0
LIVINGSTON NORTHSIDE | LIVINGSTON NORTHSIDE | 5000 |  |  |  |  | 1
LIVINGSTON WESTSIDE | LIVINGSTON WESTSIDE 1 | 12000 |  |  |  |  | 0
LIVINGSTON WESTSIDE | LIVINGSTON WESTSIDE BNK 2 | 12500 |  |  |  |  | 0
LOHMAN | LOHMAN | 2498.4 |  |  |  |  | 0
LOLO | LOLO | 20000 |  |  |  |  | 0
LOMA | LOMA | 2500 |  |  |  |  | 0
LOWETH | LOWETH | 6240 |  |  |  |  | 0
MADISON | MADISON VALLEY | 2500 |  |  |  |  | 0
MALTA CITY | MALTA CITY BANK 1 | 5000 |  |  |  |  | 0
MALTA EAST | MALTA EAST RURAL | 750 |  |  |  |  | 0
MANHATTAN | MANHATTAN | 12500 |  |  |  |  | 0
MARTINSDALE | MARTINSDALE | 3000 |  |  |  |  | 0
MELSTONE | MELSTONE | 3000 |  |  |  |  | 0
MELVILLE | MELVILLE | 2500 |  |  |  |  | 0
MISSION | MISSION | 5616 |  |  |  |  | 0
MOCCASIN | MOCCASIN | 1800 |  |  |  |  | 0
MONARCH | MONARCH | 2502 |  |  |  |  | 0
MONTANA PHOSPHATE | MONTANA PHOSPHATE | 6250 |  |  |  |  | 0
MOORE | MOORE | 2000 |  |  |  |  | 0
MORONY | MORONY RURAL | 1000 |  |  |  |  | 0
MUIR | MUIR | 3750 |  |  |  |  | 0
MUSSELSHELL | MUSSELSHELL | 7500 |  |  |  |  | 0
NASHUA | NASHUA | 1000 |  |  |  |  | 0
NEWMONT | NEWMONT | 3000 |  |  |  |  | 0
NIHILL | NIHILL | 1000 |  |  |  |  | 0
PARK CITY | PARK CITY | 2000 |  |  |  |  | 0
PATTERSON | PATTERSON | 12500 |  |  |  |  | 0
PHILIPSBURG SOUTH | PHILIPSBURG SOUTH | 14000 |  |  |  |  | 0
PLAINS | PLAINS | 28000 |  |  |  |  | 0
PORTAGE | PORTAGE | 1000 |  |  |  |  | 0
POWER | POWER | 2000 |  |  |  |  | 0
RAILWELDER | RAILWELDER | 5000 |  |  |  |  | 0
RED LODGE NORTHSIDE | RED LODGE NORTHSIDE | 12500 |  |  |  |  | 0
RENOVA | RENOVA | 3125 |  |  |  |  | 0
RESERVE ST | RESERVE ST BANK 2 | 25000 |  |  |  |  | 0
RIVERSIDE | RIVERSIDE | 12500 |  |  |  |  | 0
ROCKVALE | ROCKVALE | 3125 |  |  |  |  | 0
ROUNDUP | ROUNDUP BANK 2 | 5000 |  |  |  |  | 0
ROUNDUP | ROUNDUP BANK 4 | 3750 |  |  |  |  | 0
RUDYARD | RUDYARD | 1500 |  |  |  |  | 0
RUSSELL STREET | RUSSELL STREET #2 BANK 1 | 20000 |  |  |  |  | 0
RUSSELL STREET | RUSSELL STREET #2 BANK 2 | 20000 |  |  |  |  | 0
RUSSELL STREET | RUSSELL STREET #2 BANK 3 | 20000 |  |  |  |  | 0
RYEGATE | RYEGATE | 1000 |  |  |  |  | 0
SACO | SACO | 999 |  |  |  |  | 0
SHERIDAN CITY | SHERIDAN CITY | 5000 |  |  |  |  | 0
SHILOH | SHILOH | 50000 |  |  |  |  | 0
GFALLS SOUTHSIDE | SOUTHSIDE EAST BANK | 20000 |  |  |  |  | 0
GFALLS SOUTHSIDE | SOUTHSIDE WEST BANK | 20000 |  |  |  |  | 0
SPOKANE BENCH | SPOKANE BENCH | 6250 |  |  |  |  | 0
SPRINGDALE PUMP | SPRINGDALE PUMP | 3750 |  |  |  |  | 0
ST. REGIS | ST. REGIS | 7000 |  |  |  |  | 0
STANFORD CITY | STANFORD CITY | 5000 |  |  |  |  | 0
STEVENSVILLE | STEVENSVILLE | 25000 |  |  |  |  | 0
STILLWATER | STILLWATER | 35000 |  |  |  |  | 0
STOCKETT | STOCKETT | 2500 |  |  |  |  | 0
STRAW | STRAW | 2000 |  |  |  |  | 0
SUMATRA | SUMATRA | 5000 |  |  |  |  | 0
SUPERIOR | SUPERIOR | 5000 |  |  |  |  | 0
TARGET RANGE | TARGET RANGE #7 - 1 | 20000 |  |  |  |  | 0
TARGET RANGE | TARGET RANGE #7 - 2 | 20000 |  |  |  |  | 0
THOMPSON FALLS | THOMPSON FALLS CITY | 20000 |  |  |  |  | 0
TODD | TODD | 7500 |  |  |  |  | 0
TOSTON | TOSTON | 6250 |  |  |  |  | 0
TOWNSEND | TOWNSEND | 20000 |  |  |  |  | 0
TUNIS | TUNIS SUB | 6250 |  |  |  |  | 0
TWIN BRIDGES | TWIN BRIDGES | 3000 |  |  |  |  | 0
TWO DOT | TWO DOT | 1000 |  |  |  |  | 0
ULM | ULM | 10000 |  |  |  |  | 0
UTICA PUMP | UTICA PUMP | 9375 |  |  |  |  | 0
VALIER | VALIER | 1500 |  |  |  |  | 0
VALIER - WILLIAMS | VALIER - WILLIAMS | 14000 |  |  |  |  | 0
VALIER-BULLHEAD | VALIER-BULLHEAD | 3000 |  |  |  |  | 0
VAUGHN | VAUGHN | 5000 |  |  |  |  | 0
VIRGINIA | VIRGINIA CITY | 2500 |  |  |  |  | 0
WAYNE PUMP | WAYNE PUMP | 9375 |  |  |  |  | 0
WHITEHALL | WHITEHALL | 5000 |  |  |  |  | 0
WILLOW CREEK | WILLOW CREEK | 2500 |  |  |  |  | 0
WINDHAM | WINDHAM | 1000 |  |  |  |  | 0
WOLF | WOLF CREEK | 4992 |  |  |  |  | 0
ZURICH | ZURICH | 1503 |  |  |  |  | 0
Capacity Deficit With Solar (Low)
Substation | Transformer | Nameplate | Peak 2017 Loading | Winter Peak | Summer Peak | Peak Season | Planned Substation Upgrade |  | Growth | 2017 | 2018 | 2019 | 2020 | 2021 | 2022 | 2023 | 2024 | 2025 | 2026 | 2027 | 2028 | 2029 | 2030 | 2031 | 2032 | 2033 | 2034 | 2035 | 2036 | 2037 | 2038 | 2039 | 2040 | 2041 | 2042
ABSAROKEE | ABSAROKEE | 6250 |  |  |  |  | 0
ALBERTON | ALBERTON | 2500 |  |  |  |  | 1
AMSTERDAM | AMSTERDAM | 5500 |  |  |  |  | 1
ANACONDA CITY | ANACONDA CITY 3 | 10000 |  |  |  |  | 0
ANACONDA CITY | ANACONDA CITY 4 | 10000 |  |  |  |  | 0
AUGUSTA | AUGUSTA | 1500 |  |  |  |  | 0
BARBER | BARBER | 750 |  |  |  |  | 0
BASIN | BASIN | 750 |  |  |  |  | 0
BELGRADE | BELGRADE 1 | 20000 |  |  |  |  | 0
BELGRADE | BELGRADE 2 | 20000 |  |  |  |  | 0
BELT | BELT | 5000 |  |  |  |  | 0
BIG SANDY | BIG SANDY | 2500 |  |  |  |  | 0
LONE MOUNTAIN | BIG SKY LONE MOUNTAIN BANK 1 | 42000 |  |  |  |  | 0
LONE MOUNTAIN | BIG SKY LONE MOUNTAIN BANK 2 | 42000 |  |  |  |  | 0
BIG SKY MEADOW | BIG SKY MEADOW VILLAGE | 25000 |  |  |  |  | 0
BIG TIMBER | BIG TIMBER | 6250 |  |  |  |  | 0
BILLINGS 8TH ST. | BILLINGS 8TH ST. 1 | 42000 |  |  |  |  | 0
BILLINGS 8TH ST. | BILLINGS 8TH ST. 2 | 42000 |  |  |  |  | 0
BILLINGS 8TH ST. | BILLINGS 8TH ST. 3 | 42000 |  |  |  |  | 0
BILLINGS BELLROCK | BILLINGS BELLROCK 1 | 42000 |  |  |  |  | 0
BILLINGS BELLROCK | BILLINGS BELLROCK 2 | 42000 |  |  |  |  | 0
BILLINGS EASTSIDE | BILLINGS EASTSIDE 3 | 20000 |  |  |  |  | 0
BILLINGS EASTSIDE | BILLINGS EASTSIDE 4 | 20000 |  |  |  |  | 0
BILLINGS EASTSIDE | BILLINGS EASTSIDE 5 | 20000 |  |  |  |  | 0
BILLINGS KING AVE | BILLINGS KING AVE. 1 | 20000 |  |  |  |  | 0
BILLINGS KING AVE | BILLINGS KING AVE. 2 | 20000 |  |  |  |  | 0
BILLINGS MERIDIAN | BILLINGS MERIDIAN BANK 1 | 20000 |  |  |  |  | 0
BILLINGS MERIDIAN | BILLINGS MERIDIAN BANK 2 | 20000 |  |  |  |  | 0
BILLINGS RIMROCK | BILLINGS RIMROCK | 20000 |  |  |  |  | 0
BILLINGS STEAMPLANT | BILLINGS STEAMPLANT SWYD A | 20000 |  |  |  |  | 0
BILLINGS STEAMPLANT | BILLINGS STEAMPLANT SWYD B | 20000 |  |  |  |  | 0
BILLINGS WICKS LANE | BILLINGS WICKS LANE 1 | 25000 |  |  |  |  | 0
BILLINGS WICKS LANE | BILLINGS WICKS LANE 2 | 25000 |  |  |  |  | 0
BONNER | BONNER FDR 61 & 62 | 20000 |  |  |  |  | 0
BOULDER | BOULDER | 5000 |  |  |  |  | 0
BOX ELDER | BOX ELDER | 1000 |  |  |  |  | 0
BOZEMAN EAST | BOZEMAN EAST GALLATIN 3 | 10000 |  |  |  |  | 0
BOZEMAN EAST | BOZEMAN EAST GALLATIN 4 | 20000 |  |  |  |  | 0
BOZEMAN SOURDOUGH | BOZEMAN SOURDOUGH #1 | 20000 |  |  |  |  | 1
BOZEMAN SOUTHSIDE | BOZEMAN SOUTHSIDE 5 | 20000 |  |  |  |  | 0
BOZEMAN SOUTHSIDE | BOZEMAN SOUTHSIDE 6 | 20000 |  |  |  |  | 0
BOZEMAN WESTSIDE | BOZEMAN WESTSIDE BK1 | 20000 |  |  |  |  | 0
BOZEMAN WESTSIDE | BOZEMAN WESTSIDE BK2 | 42000 |  |  |  |  | 0
BRADY | BRADY | 1000 |  |  |  |  | 0
BRIDGER | BRIDGER | 12500 |  |  |  |  | 0
BROADVIEW CITY | BROADVIEW CITY | 2000 |  |  |  |  | 0
BUTLER CREEK | BUTLER CREEK | 20000 |  |  |  |  | 0
BUTTE CORA | BUTTE CORA | 20000 |  |  |  |  | 0
BUTTE INDUSTRIAL PARK | BUTTE INDUSTRIAL PARK | 10000 |  |  |  |  | 0
BUTTE MONTANA ST | BUTTE MONTANA ST. SWITCHYARD 1 | 6240 |  |  |  |  | 1
BUTTE MONTANA ST | BUTTE MONTANA ST. SWITCHYARD 2 | 6240 |  |  |  |  | 1
BUTTE MONTANA ST | BUTTE MONTANA ST. SWITCHYARD 3 | 25000 |  |  |  |  | 0
BUTTE MONTANA ST | BUTTE MONTANA ST. SWITCHYARD 5 | 25000 |  |  |  |  | 0
CANYON CREEK | CANYON CREEK | 10000 |  |  |  |  | 0
CARTER | CARTER | 2500 |  |  |  |  | 0
CHARLOS HEIGHTS | CHARLOS HEIGHTS | 3750 |  |  |  |  | 0
CHESTER | CHESTER | 4995 |  |  |  |  | 0
CHINOOK | CHINOOK | 5000 |  |  |  |  | 0
CHOTEAU | CHOTEAU 1 | 2500 |  |  |  |  | 0
CHOTEAU | CHOTEAU 2 | 5000 |  |  |  |  | 0
CIRCLE BRIDGE | CIRCLE BRIDGE | 1500 |  |  |  |  | 0
CITY SUB #1 | CITY SUB #1 | 20000 |  |  |  |  | 0
CITY SUB #1 | CITY SUB #1 BNK 4 | 20000 |  |  |  |  | 0
CLANCY | CLANCY | 6220 |  |  |  |  | 0
COBBLESTONE | COBBLESTONE | 5000 |  |  |  |  | 0
COLLINS | COLLINS | 2500 |  |  |  |  | 0
COLSTRIP SWITCHYARD | COLSTRIP SWITCHYARD (TOWN) 1 | 20000 |  |  |  |  | 0
COLSTRIP SWITCHYARD | COLSTRIP SWITCHYARD (TOWN) 2 | 20000 |  |  |  |  | 0
CONRAD CITY | CONRAD CITY BNK 1 | 3750 |  |  |  |  | 0
CONRAD CITY | CONRAD CITY BNK 2 | 6250 |  |  |  |  | 0
CONRAD | CONRAD PUMP | 9375 |  |  |  |  | 0
CORVALLIS | CORVALLIS | 5000 |  |  |  |  | 0
CRAIG | CRAIG | 4992 |  |  |  |  | 0
DARBY | DARBY 1 | 6250 |  |  |  |  | 0
DARBY | DARBY 2 | 6250 |  |  |  |  | 0
DEER LODGE CITY | DEER LODGE CITY | 6000 |  |  |  |  | 1
DEER LODGE CITY | DEER LODGE CITY 25KV | 20000 |  |  |  |  | 0
DENTON | DENTON | 2500 |  |  |  |  | 0
DIAMOND | DIAMOND MATCH | 2500 |  |  |  |  | 0
DILLON | DILLON AIRPORT | 2500 |  |  |  |  | 0
DIVIDE | DIVIDE | 4992 |  |  |  |  | 0
DODSON | DODSON | 1002 |  |  |  |  | 0
DOWNER | DOWNER | 2500 |  |  |  |  | 0
DRUMMOND | DRUMMOND CITY | 6250 |  |  |  |  | 0
EAST BENCH | EAST BENCH | 2500 |  |  |  |  | 0
EAST HELENA SWYD | EAST HELENA SWYD 1 | 25000 |  |  |  |  | 1
EAST HELENA SWYD | EAST HELENA SWYD 4 | 40000 |  |  |  |  | 1
ENNIS | ENNIS | 10000 |  |  |  |  | 0
EUSTIS | EUSTIS | 3000 |  |  |  |  | 0
FAIRFIELD | FAIRFIELD | 3000 |  |  |  |  | 0
FAIRMONT | FAIRMONT | 5000 |  |  |  |  | 0
FLORENCE | FLORENCE | 2500 |  |  |  |  | 0
FORT BELKNAP | FORT BELKNAP | 2496 |  |  |  |  | 0
FORT BENTON | FORT BENTON BNK 1 | 5000 |  |  |  |  | 0
FORT BENTON | FORT BENTON BNK 2 | 6250 |  |  |  |  | 0
FROMBERG | FROMBERG | 2500 |  |  |  |  | 0
GAGE | GAGE | 2333 |  |  |  |  | 0
GARDINER | GARDINER | 5000 |  |  |  |  | 0
GERALDINE | GERALDINE | 1998 |  |  |  |  | 0
GILDFORD | GILDFORD | 500 |  |  |  |  | 0
GLASGOW | GLASGOW EASTSIDE | 6250 |  |  |  |  | 0
GLASGOW WESTSIDE | GLASGOW WESTSIDE #1 | 6250 |  |  |  |  | 0
GLASGOW WESTSIDE | GLASGOW WESTSIDE #2 | 6250 |  |  |  |  | 0
GREAT FALLS CITY | GREAT FALLS CITY (NORTH BANK) | 20000 |  |  |  |  | 0
GREAT FALLS CITY | GREAT FALLS CITY (SOUTH BANK) | 40000 |  |  |  |  | 0
GREAT FALLS EASTSIDE | GREAT FALLS EASTSIDE 1 | 25000 |  |  |  |  | 0
GREAT FALLS EASTSIDE | GREAT FALLS EASTSIDE 2 | 12500 |  |  |  |  | 0
GREAT FALLS NORTHEAST | GREAT FALLS NORTHEAST | 20000 |  |  |  |  | 0
GREAT FALLS NORTHWEST | GREAT FALLS NORTHWEST (EAST BANK) | 20000 |  |  |  |  | 0
GREAT FALLS NORTHWEST | GREAT FALLS NORTHWEST (WEST BANK) | 20000 |  |  |  |  | 0
GREAT FALLS RIVERVIEW | GREAT FALLS RIVERVIEW #1 | 20000 |  |  |  |  | 0
GREAT FALLS RIVERVIEW | GREAT FALLS RIVERVIEW #2 | 25000 |  |  |  |  | 0
GREAT FALLS SOUTHEAST | GREAT FALLS SOUTHEAST | 42000 |  |  |  |  | 0
GREAT FALLS SOUTHWEST | GREAT FALLS SOUTHWEST | 20000 |  |  |  |  | 0
GREY | GREY CLIFF | 1800 |  |  |  |  | 0
GRIZZLY | GRIZZLY PEAK | 5000 |  |  |  |  | 0
HAMILTON SOUTHSIDE | HAMILTON SOUTHSIDE 1 | 20000 |  |  |  |  | 0
HAMILTON SOUTHSIDE | HAMILTON SOUTHSIDE 2 | 20000 |  |  |  |  | 0
HARDIN | HARDIN CITY | 20000 |  |  |  |  | 0
HARLEM | HARLEM | 5600 |  |  |  |  | 0
HARLOWTON | HARLOWTON | 2500 |  |  |  |  | 0
HARRISON | HARRISON - PONY | 2496 |  |  |  |  | 0
HAUGAN | HAUGAN | 1500 |  |  |  |  | 0
HAUSER | HAUSER DIST | 4998 |  |  |  |  | 0
HAVRE CITY | HAVRE CITY | 9375 |  |  |  |  | 0
HAVRE CITY | HAVRE CITY EAST BANK 1 | 6250 |  |  |  |  | 0
HAVRE CITY | HAVRE CITY WEST BANK 3 | 6250 |  |  |  |  | 0
HAVRE EASTSIDE | HAVRE EASTSIDE | 12500 |  |  |  |  | 0
HAVRE HIGHLAND | HAVRE HIGHLAND PARK | 10500 |  |  |  |  | 0
HELENA EASTSIDE | HELENA EASTSIDE 1 | 20000 |  |  |  |  | 0
HELENA GOLF COURSE | HELENA GOLF COURSE 1 | 20000 |  |  |  |  | 0
HELENA GOLF COURSE | HELENA GOLF COURSE 2 | 42000 |  |  |  |  | 0
HELENA SOUTHSIDE | HELENA SOUTHSIDE 1 | 20000 |  |  |  |  | 0
HELENA SOUTHSIDE | HELENA SOUTHSIDE 2 | 20000 |  |  |  |  | 0
HELENA VALLEY | HELENA VALLEY 1 | 25000 |  |  |  |  | 0
HELENA VALLEY | HELENA VALLEY 2 | 20000 |  |  |  |  | 0
HELENA WESTSIDE | HELENA WESTSIDE 1 | 6240 |  |  |  |  | 0
HELENA WESTSIDE | HELENA WESTSIDE 2 | 25000 |  |  |  |  | 0
HELENA WESTSIDE | HELENA WESTSIDE 3 | 12500 |  |  |  |  | 0
HILLVIEW | HILLVIEW HEIGHTS #5 | 20000 |  |  |  |  | 0
HINGHAM | HINGHAM | 1000 |  |  |  |  | 0
HINSDALE | HINSDALE | 600 |  |  |  |  | 1
INDUSTRIAL SUB #3 | INDUSTRIAL SUB #3 - BANK 1 | 20000 |  |  |  |  | 0
INDUSTRIAL SUB #3 | INDUSTRIAL SUB #3 - BANK 2 | 20000 |  |  |  |  | 0
INDUSTRIAL SUB #3 | INDUSTRIAL SUB #3 - BANK 3 | 20000 |  |  |  |  | 0
INVERNESS | INVERNESS | 1500 |  |  |  |  | 0
IVANHOE | IVANHOE | 1800 |  |  |  |  | 0
JACKRABBIT | JACK RABBIT 3 | 22400 |  |  |  |  | 1
JIM | JIM COULEE | 5000 |  |  |  |  | 0
JOPLIN | JOPLIN | 750 |  |  |  |  | 0
KINGSHILL | KINGSHILL | 600 |  |  |  |  | 0
KREMLIN | KREMLIN | 600 |  |  |  |  | 0
LADUKE | LADUKE | 2500 |  |  |  |  | 0
LANDERS | LANDERS FORK | 12504 |  |  |  |  | 0
LAURIN | LAURIN | 5000 |  |  |  |  | 0
LAVINA | LAVINA | 5000 |  |  |  |  | 0
LAVINA | LAVINA PUMP | 9375 |  |  |  |  | 0
LEWISTOWN #1 | LEWISTOWN #1 | 5000 |  |  |  |  | 0
LEWISTOWN BOULEVARD | LEWISTOWN BOULEVARD 1 | 7500 |  |  |  |  | 0
LEWISTOWN BOULEVARD | LEWISTOWN BOULEVARD 2 | 5000 |  |  |  |  | 0
LIVINGSTON NORTHSIDE | LIVINGSTON NORTHSIDE | 5000 |  |  |  |  | 1
LIVINGSTON WESTSIDE | LIVINGSTON WESTSIDE 1 | 12000 |  |  |  |  | 0
LIVINGSTON WESTSIDE | LIVINGSTON WESTSIDE BNK 2 | 12500 |  |  |  |  | 0
LOHMAN | LOHMAN | 2498.4 |  |  |  |  | 0
LOLO | LOLO | 20000 |  |  |  |  | 0
LOMA | LOMA | 2500 |  |  |  |  | 0
LOWETH | LOWETH | 6240 |  |  |  |  | 0
MADISON | MADISON VALLEY | 2500 |  |  |  |  | 0
MALTA CITY | MALTA CITY BANK 1 | 5000 |  |  |  |  | 0
MALTA EAST | MALTA EAST RURAL | 750 |  |  |  |  | 0
MANHATTAN | MANHATTAN | 12500 |  |  |  |  | 0
MARTINSDALE | MARTINSDALE | 3000 |  |  |  |  | 0
MELSTONE | MELSTONE | 3000 |  |  |  |  | 0
MELVILLE | MELVILLE | 2500 |  |  |  |  | 0
MISSION | MISSION | 5616 |  |  |  |  | 0
MOCCASIN | MOCCASIN | 1800 |  |  |  |  | 0
MONARCH | MONARCH | 2502 |  |  |  |  | 0
MONTANA PHOSPHATE | MONTANA PHOSPHATE | 6250 |  |  |  |  | 0
MOORE | MOORE | 2000 |  |  |  |  | 0
MORONY | MORONY RURAL | 1000 |  |  |  |  | 0
MUIR | MUIR | 3750 |  |  |  |  | 0
MUSSELSHELL | MUSSELSHELL | 7500 |  |  |  |  | 0
NASHUA | NASHUA | 1000 |  |  |  |  | 0
NEWMONT | NEWMONT | 3000 |  |  |  |  | 0
NIHILL | NIHILL | 1000 |  |  |  |  | 0
PARK CITY | PARK CITY | 2000 |  |  |  |  | 0
PATTERSON | PATTERSON | 12500 |  |  |  |  | 0
PHILIPSBURG SOUTH | PHILIPSBURG SOUTH | 14000 |  |  |  |  | 0
PLAINS | PLAINS | 28000 |  |  |  |  | 0
PORTAGE | PORTAGE | 1000 |  |  |  |  | 0
POWER | POWER | 2000 |  |  |  |  | 0
RAILWELDER | RAILWELDER | 5000 |  |  |  |  | 0
RED LODGE NORTHSIDE | RED LODGE NORTHSIDE | 12500 |  |  |  |  | 0
RENOVA | RENOVA | 3125 |  |  |  |  | 0
RESERVE ST | RESERVE ST BANK 2 | 25000 |  |  |  |  | 0
RIVERSIDE | RIVERSIDE | 12500 |  |  |  |  | 0
ROCKVALE | ROCKVALE | 3125 |  |  |  |  | 0
ROUNDUP | ROUNDUP BANK 2 | 5000 |  |  |  |  | 0
ROUNDUP | ROUNDUP BANK 4 | 3750 |  |  |  |  | 0
RUDYARD | RUDYARD | 1500 |  |  |  |  | 0
RUSSELL STREET | RUSSELL STREET #2 BANK 1 | 20000 |  |  |  |  | 0
RUSSELL STREET | RUSSELL STREET #2 BANK 2 | 20000 |  |  |  |  | 0
RUSSELL STREET | RUSSELL STREET #2 BANK 3 | 20000 |  |  |  |  | 0
RYEGATE | RYEGATE | 1000 |  |  |  |  | 0
SACO | SACO | 999 |  |  |  |  | 0
SHERIDAN CITY | SHERIDAN CITY | 5000 |  |  |  |  | 0
SHILOH | SHILOH | 50000 |  |  |  |  | 0
GFALLS SOUTHSIDE | SOUTHSIDE EAST BANK | 20000 |  |  |  |  | 0
GFALLS SOUTHSIDE | SOUTHSIDE WEST BANK | 20000 |  |  |  |  | 0
SPOKANE BENCH | SPOKANE BENCH | 6250 |  |  |  |  | 0
SPRINGDALE PUMP | SPRINGDALE PUMP | 3750 |  |  |  |  | 0
ST. REGIS | ST. REGIS | 7000 |  |  |  |  | 0
STANFORD CITY | STANFORD CITY | 5000 |  |  |  |  | 0
STEVENSVILLE | STEVENSVILLE | 25000 |  |  |  |  | 0
STILLWATER | STILLWATER | 35000 |  |  |  |  | 0
STOCKETT | STOCKETT | 2500 |  |  |  |  | 0
STRAW | STRAW | 2000 |  |  |  |  | 0
SUMATRA | SUMATRA | 5000 |  |  |  |  | 0
SUPERIOR | SUPERIOR | 5000 |  |  |  |  | 0
TARGET RANGE | TARGET RANGE #7 - 1 | 20000 |  |  |  |  | 0
TARGET RANGE | TARGET RANGE #7 - 2 | 20000 |  |  |  |  | 0
THOMPSON FALLS | THOMPSON FALLS CITY | 20000 |  |  |  |  | 0
TODD | TODD | 7500 |  |  |  |  | 0
TOSTON | TOSTON | 6250 |  |  |  |  | 0
TOWNSEND | TOWNSEND | 20000 |  |  |  |  | 0
TUNIS | TUNIS SUB | 6250 |  |  |  |  | 0
TWIN BRIDGES | TWIN BRIDGES | 3000 |  |  |  |  | 0
TWO DOT | TWO DOT | 1000 |  |  |  |  | 0
ULM | ULM | 10000 |  |  |  |  | 0
UTICA PUMP | UTICA PUMP | 9375 |  |  |  |  | 0
VALIER | VALIER | 1500 |  |  |  |  | 0
VALIER - WILLIAMS | VALIER - WILLIAMS | 14000 |  |  |  |  | 0
VALIER-BULLHEAD | VALIER-BULLHEAD | 3000 |  |  |  |  | 0
VAUGHN | VAUGHN | 5000 |  |  |  |  | 0
VIRGINIA | VIRGINIA CITY | 2500 |  |  |  |  | 0
WAYNE PUMP | WAYNE PUMP | 9375 |  |  |  |  | 0
WHITEHALL | WHITEHALL | 5000 |  |  |  |  | 0
WILLOW CREEK | WILLOW CREEK | 2500 |  |  |  |  | 0
WINDHAM | WINDHAM | 1000 |  |  |  |  | 0
WOLF | WOLF CREEK | 4992 |  |  |  |  | 0
ZURICH | ZURICH | 1503 |  |  |  |  | 0
Change in Capacity Deficit? (Low); FALSE = yes
Substation | Transformer | Nameplate | Peak 2017 Loading | Winter Peak | Summer Peak | Peak Season | Planned Substation Upgrade |  | Growth | 2017 | 2018 | 2019 | 2020 | 2021 | 2022 | 2023 | 2024 | 2025 | 2026 | 2027 | 2028 | 2029 | 2030 | 2031 | 2032 | 2033 | 2034 | 2035 | 2036 | 2037 | 2038 | 2039 | 2040 | 2041 | 2042
ABSAROKEE | ABSAROKEE | 6250 |  |  |  |  | 0
ALBERTON | ALBERTON | 2500 |  |  |  |  | 1
AMSTERDAM | AMSTERDAM | 5500 |  |  |  |  | 1
ANACONDA CITY | ANACONDA CITY 3 | 10000 |  |  |  |  | 0
ANACONDA CITY | ANACONDA CITY 4 | 10000 |  |  |  |  | 0
AUGUSTA | AUGUSTA | 1500 |  |  |  |  | 0
BARBER | BARBER | 750 |  |  |  |  | 0
BASIN | BASIN | 750 |  |  |  |  | 0
BELGRADE | BELGRADE 1 | 20000 |  |  |  |  | 0
BELGRADE | BELGRADE 2 | 20000 |  |  |  |  | 0
BELT | BELT | 5000 |  |  |  |  | 0
BIG SANDY | BIG SANDY | 2500 |  |  |  |  | 0
LONE MOUNTAIN | BIG SKY LONE MOUNTAIN BANK 1 | 42000 |  |  |  |  | 0
LONE MOUNTAIN | BIG SKY LONE MOUNTAIN BANK 2 | 42000 |  |  |  |  | 0
BIG SKY MEADOW | BIG SKY MEADOW VILLAGE | 25000 |  |  |  |  | 0
BIG TIMBER | BIG TIMBER | 6250 |  |  |  |  | 0
BILLINGS 8TH ST. | BILLINGS 8TH ST. 1 | 42000 |  |  |  |  | 0
BILLINGS 8TH ST. | BILLINGS 8TH ST. 2 | 42000 |  |  |  |  | 0
BILLINGS 8TH ST. | BILLINGS 8TH ST. 3 | 42000 |  |  |  |  | 0
BILLINGS BELLROCK | BILLINGS BELLROCK 1 | 42000 |  |  |  |  | 0
BILLINGS BELLROCK | BILLINGS BELLROCK 2 | 42000 |  |  |  |  | 0
BILLINGS EASTSIDE | BILLINGS EASTSIDE 3 | 20000 |  |  |  |  | 0
BILLINGS EASTSIDE | BILLINGS EASTSIDE 4 | 20000 |  |  |  |  | 0
BILLINGS EASTSIDE | BILLINGS EASTSIDE 5 | 20000 |  |  |  |  | 0
BILLINGS KING AVE | BILLINGS KING AVE. 1 | 20000 |  |  |  |  | 0
BILLINGS KING AVE | BILLINGS KING AVE. 2 | 20000 |  |  |  |  | 0
BILLINGS MERIDIAN | BILLINGS MERIDIAN BANK 1 | 20000 |  |  |  |  | 0
BILLINGS MERIDIAN | BILLINGS MERIDIAN BANK 2 | 20000 |  |  |  |  | 0
BILLINGS RIMROCK | BILLINGS RIMROCK | 20000 |  |  |  |  | 0
BILLINGS STEAMPLANT | BILLINGS STEAMPLANT SWYD A | 20000 |  |  |  |  | 0
BILLINGS STEAMPLANT | BILLINGS STEAMPLANT SWYD B | 20000 |  |  |  |  | 0
BILLINGS WICKS LANE | BILLINGS WICKS LANE 1 | 25000 |  |  |  |  | 0
BILLINGS WICKS LANE | BILLINGS WICKS LANE 2 | 25000 |  |  |  |  | 0
BONNER | BONNER FDR 61 & 62 | 20000 |  |  |  |  | 0
BOULDER | BOULDER | 5000 |  |  |  |  | 0
BOX ELDER | BOX ELDER | 1000 |  |  |  |  | 0
BOZEMAN EAST | BOZEMAN EAST GALLATIN 3 | 10000 |  |  |  |  | 0
BOZEMAN EAST | BOZEMAN EAST GALLATIN 4 | 20000 |  |  |  |  | 0
BOZEMAN SOURDOUGH | BOZEMAN SOURDOUGH #1 | 20000 |  |  |  |  | 1
BOZEMAN SOUTHSIDE | BOZEMAN SOUTHSIDE 5 | 20000 |  |  |  |  | 0
BOZEMAN SOUTHSIDE | BOZEMAN SOUTHSIDE 6 | 20000 |  |  |  |  | 0
BOZEMAN WESTSIDE | BOZEMAN WESTSIDE BK1 | 20000 |  |  |  |  | 0
BOZEMAN WESTSIDE | BOZEMAN WESTSIDE BK2 | 42000 |  |  |  |  | 0
BRADY | BRADY | 1000 |  |  |  |  | 0
BRIDGER | BRIDGER | 12500 |  |  |  |  | 0
BROADVIEW CITY | BROADVIEW CITY | 2000 |  |  |  |  | 0
BUTLER CREEK | BUTLER CREEK | 20000 |  |  |  |  | 0
BUTTE CORA | BUTTE CORA | 20000 |  |  |  |  | 0
BUTTE INDUSTRIAL PARK | BUTTE INDUSTRIAL PARK | 10000 |  |  |  |  | 0
BUTTE MONTANA ST | BUTTE MONTANA ST. SWITCHYARD 1 | 6240 |  |  |  |  | 1
BUTTE MONTANA ST | BUTTE MONTANA ST. SWITCHYARD 2 | 6240 |  |  |  |  | 1
BUTTE MONTANA ST | BUTTE MONTANA ST. SWITCHYARD 3 | 25000 |  |  |  |  | 0
BUTTE MONTANA ST | BUTTE MONTANA ST. SWITCHYARD 5 | 25000 |  |  |  |  | 0
CANYON CREEK | CANYON CREEK | 10000 |  |  |  |  | 0
CARTER | CARTER | 2500 |  |  |  |  | 0
CHARLOS HEIGHTS | CHARLOS HEIGHTS | 3750 |  |  |  |  | 0
CHESTER | CHESTER | 4995 |  |  |  |  | 0
CHINOOK | CHINOOK | 5000 |  |  |  |  | 0
CHOTEAU | CHOTEAU 1 | 2500 |  |  |  |  | 0
CHOTEAU | CHOTEAU 2 | 5000 |  |  |  |  | 0
CIRCLE BRIDGE | CIRCLE BRIDGE | 1500 |  |  |  |  | 0
CITY SUB #1 | CITY SUB #1 | 20000 |  |  |  |  | 0
CITY SUB #1 | CITY SUB #1 BNK 4 | 20000 |  |  |  |  | 0
CLANCY | CLANCY | 6220 |  |  |  |  | 0
COBBLESTONE | COBBLESTONE | 5000 |  |  |  |  | 0
COLLINS | COLLINS | 2500 |  |  |  |  | 0
COLSTRIP SWITCHYARD | COLSTRIP SWITCHYARD (TOWN) 1 | 20000 |  |  |  |  | 0
COLSTRIP SWITCHYARD | COLSTRIP SWITCHYARD (TOWN) 2 | 20000 |  |  |  |  | 0
CONRAD CITY | CONRAD CITY BNK 1 | 3750 |  |  |  |  | 0
CONRAD CITY | CONRAD CITY BNK 2 | 6250 |  |  |  |  | 0
CONRAD | CONRAD PUMP | 9375 |  |  |  |  | 0
CORVALLIS | CORVALLIS | 5000 |  |  |  |  | 0
CRAIG | CRAIG | 4992 |  |  |  |  | 0
DARBY | DARBY 1 | 6250 |  |  |  |  | 0
DARBY | DARBY 2 | 6250 |  |  |  |  | 0
DEER LODGE CITY | DEER LODGE CITY | 6000 |  |  |  |  | 1
DEER LODGE CITY | DEER LODGE CITY 25KV | 20000 |  |  |  |  | 0
DENTON | DENTON | 2500 |  |  |  |  | 0
DIAMOND | DIAMOND MATCH | 2500 |  |  |  |  | 0
DILLON | DILLON AIRPORT | 2500 |  |  |  |  | 0
DIVIDE | DIVIDE | 4992 |  |  |  |  | 0
DODSON | DODSON | 1002 |  |  |  |  | 0
DOWNER | DOWNER | 2500 |  |  |  |  | 0
DRUMMOND | DRUMMOND CITY | 6250 |  |  |  |  | 0
EAST BENCH | EAST BENCH | 2500 |  |  |  |  | 0
EAST HELENA SWYD | EAST HELENA SWYD 1 | 25000 |  |  |  |  | 1
EAST HELENA SWYD | EAST HELENA SWYD 4 | 40000 |  |  |  |  | 1
ENNIS | ENNIS | 10000 |  |  |  |  | 0
EUSTIS | EUSTIS | 3000 |  |  |  |  | 0
FAIRFIELD | FAIRFIELD | 3000 |  |  |  |  | 0
FAIRMONT | FAIRMONT | 5000 |  |  |  |  | 0
FLORENCE | FLORENCE | 2500 |  |  |  |  | 0
FORT BELKNAP | FORT BELKNAP | 2496 |  |  |  |  | 0
FORT BENTON | FORT BENTON BNK 1 | 5000 |  |  |  |  | 0
FORT BENTON | FORT BENTON BNK 2 | 6250 |  |  |  |  | 0
FROMBERG | FROMBERG | 2500 |  |  |  |  | 0
GAGE | GAGE | 2333 |  |  |  |  | 0
GARDINER | GARDINER | 5000 |  |  |  |  | 0
GERALDINE | GERALDINE | 1998 |  |  |  |  | 0
GILDFORD | GILDFORD | 500 |  |  |  |  | 0
GLASGOW | GLASGOW EASTSIDE | 6250 |  |  |  |  | 0
GLASGOW WESTSIDE | GLASGOW WESTSIDE #1 | 6250 |  |  |  |  | 0
GLASGOW WESTSIDE | GLASGOW WESTSIDE #2 | 6250 |  |  |  |  | 0
GREAT FALLS CITY | GREAT FALLS CITY (NORTH BANK) | 20000 |  |  |  |  | 0
GREAT FALLS CITY | GREAT FALLS CITY (SOUTH BANK) | 40000 |  |  |  |  | 0
GREAT FALLS EASTSIDE | GREAT FALLS EASTSIDE 1 | 25000 |  |  |  |  | 0
GREAT FALLS EASTSIDE | GREAT FALLS EASTSIDE 2 | 12500 |  |  |  |  | 0
GREAT FALLS NORTHEAST | GREAT FALLS NORTHEAST | 20000 |  |  |  |  | 0
GREAT FALLS NORTHWEST | GREAT FALLS NORTHWEST (EAST BANK) | 20000 |  |  |  |  | 0
GREAT FALLS NORTHWEST | GREAT FALLS NORTHWEST (WEST BANK) | 20000 |  |  |  |  | 0
GREAT FALLS RIVERVIEW | GREAT FALLS RIVERVIEW #1 | 20000 |  |  |  |  | 0
GREAT FALLS RIVERVIEW | GREAT FALLS RIVERVIEW #2 | 25000 |  |  |  |  | 0
GREAT FALLS SOUTHEAST | GREAT FALLS SOUTHEAST | 42000 |  |  |  |  | 0
GREAT FALLS SOUTHWEST | GREAT FALLS SOUTHWEST | 20000 |  |  |  |  | 0
GREY | GREY CLIFF | 1800 |  |  |  |  | 0
GRIZZLY | GRIZZLY PEAK | 5000 |  |  |  |  | 0
HAMILTON SOUTHSIDE | HAMILTON SOUTHSIDE 1 | 20000 |  |  |  |  | 0
HAMILTON SOUTHSIDE | HAMILTON SOUTHSIDE 2 | 20000 |  |  |  |  | 0
HARDIN | HARDIN CITY | 20000 |  |  |  |  | 0
HARLEM | HARLEM | 5600 |  |  |  |  | 0
HARLOWTON | HARLOWTON | 2500 |  |  |  |  | 0
HARRISON | HARRISON - PONY | 2496 |  |  |  |  | 0
HAUGAN | HAUGAN | 1500 |  |  |  |  | 0
HAUSER | HAUSER DIST | 4998 |  |  |  |  | 0
HAVRE CITY | HAVRE CITY | 9375 |  |  |  |  | 0
HAVRE CITY | HAVRE CITY EAST BANK 1 | 6250 |  |  |  |  | 0
HAVRE CITY | HAVRE CITY WEST BANK 3 | 6250 |  |  |  |  | 0
HAVRE EASTSIDE | HAVRE EASTSIDE | 12500 |  |  |  |  | 0
HAVRE HIGHLAND | HAVRE HIGHLAND PARK | 10500 |  |  |  |  | 0
HELENA EASTSIDE | HELENA EASTSIDE 1 | 20000 |  |  |  |  | 0
HELENA GOLF COURSE | HELENA GOLF COURSE 1 | 20000 |  |  |  |  | 0
HELENA GOLF COURSE | HELENA GOLF COURSE 2 | 42000 |  |  |  |  | 0
HELENA SOUTHSIDE | HELENA SOUTHSIDE 1 | 20000 |  |  |  |  | 0
HELENA SOUTHSIDE | HELENA SOUTHSIDE 2 | 20000 |  |  |  |  | 0
HELENA VALLEY | HELENA VALLEY 1 | 25000 |  |  |  |  | 0
HELENA VALLEY | HELENA VALLEY 2 | 20000 |  |  |  |  | 0
HELENA WESTSIDE | HELENA WESTSIDE 1 | 6240 |  |  |  |  | 0
HELENA WESTSIDE | HELENA WESTSIDE 2 | 25000 |  |  |  |  | 0
HELENA WESTSIDE | HELENA WESTSIDE 3 | 12500 |  |  |  |  | 0
HILLVIEW | HILLVIEW HEIGHTS #5 | 20000 |  |  |  |  | 0
HINGHAM | HINGHAM | 1000 |  |  |  |  | 0
HINSDALE | HINSDALE | 600 |  |  |  |  | 1
INDUSTRIAL SUB #3 | INDUSTRIAL SUB #3 - BANK 1 | 20000 |  |  |  |  | 0
INDUSTRIAL SUB #3 | INDUSTRIAL SUB #3 - BANK 2 | 20000 |  |  |  |  | 0
INDUSTRIAL SUB #3 | INDUSTRIAL SUB #3 - BANK 3 | 20000 |  |  |  |  | 0
INVERNESS | INVERNESS | 1500 |  |  |  |  | 0
IVANHOE | IVANHOE | 1800 |  |  |  |  | 0
JACKRABBIT | JACK RABBIT 3 | 22400 |  |  |  |  | 1
JIM | JIM COULEE | 5000 |  |  |  |  | 0
JOPLIN | JOPLIN | 750 |  |  |  |  | 0
KINGSHILL | KINGSHILL | 600 |  |  |  |  | 0
KREMLIN | KREMLIN | 600 |  |  |  |  | 0
LADUKE | LADUKE | 2500 |  |  |  |  | 0
LANDERS | LANDERS FORK | 12504 |  |  |  |  | 0
LAURIN | LAURIN | 5000 |  |  |  |  | 0
LAVINA | LAVINA | 5000 |  |  |  |  | 0
LAVINA | LAVINA PUMP | 9375 |  |  |  |  | 0
LEWISTOWN #1 | LEWISTOWN #1 | 5000 |  |  |  |  | 0
LEWISTOWN BOULEVARD | LEWISTOWN BOULEVARD 1 | 7500 |  |  |  |  | 0
LEWISTOWN BOULEVARD | LEWISTOWN BOULEVARD 2 | 5000 |  |  |  |  | 0
LIVINGSTON NORTHSIDE | LIVINGSTON NORTHSIDE | 5000 |  |  |  |  | 1
LIVINGSTON WESTSIDE | LIVINGSTON WESTSIDE 1 | 12000 |  |  |  |  | 0
LIVINGSTON WESTSIDE | LIVINGSTON WESTSIDE BNK 2 | 12500 |  |  |  |  | 0
LOHMAN | LOHMAN | 2498.4 |  |  |  |  | 0
LOLO | LOLO | 20000 |  |  |  |  | 0
LOMA | LOMA | 2500 |  |  |  |  | 0
LOWETH | LOWETH | 6240 |  |  |  |  | 0
MADISON | MADISON VALLEY | 2500 |  |  |  |  | 0
MALTA CITY | MALTA CITY BANK 1 | 5000 |  |  |  |  | 0
MALTA EAST | MALTA EAST RURAL | 750 |  |  |  |  | 0
MANHATTAN | MANHATTAN | 12500 |  |  |  |  | 0
MARTINSDALE | MARTINSDALE | 3000 |  |  |  |  | 0
MELSTONE | MELSTONE | 3000 |  |  |  |  | 0
MELVILLE | MELVILLE | 2500 |  |  |  |  | 0
MISSION | MISSION | 5616 |  |  |  |  | 0
MOCCASIN | MOCCASIN | 1800 |  |  |  |  | 0
MONARCH | MONARCH | 2502 |  |  |  |  | 0
MONTANA PHOSPHATE | MONTANA PHOSPHATE | 6250 |  |  |  |  | 0
MOORE | MOORE | 2000 |  |  |  |  | 0
MORONY | MORONY RURAL | 1000 |  |  |  |  | 0
MUIR | MUIR | 3750 |  |  |  |  | 0
MUSSELSHELL | MUSSELSHELL | 7500 |  |  |  |  | 0
NASHUA | NASHUA | 1000 |  |  |  |  | 0
NEWMONT | NEWMONT | 3000 |  |  |  |  | 0
NIHILL | NIHILL | 1000 |  |  |  |  | 0
PARK CITY | PARK CITY | 2000 |  |  |  |  | 0
PATTERSON | PATTERSON | 12500 |  |  |  |  | 0
PHILIPSBURG SOUTH | PHILIPSBURG SOUTH | 14000 |  |  |  |  | 0
PLAINS | PLAINS | 28000 |  |  |  |  | 0
PORTAGE | PORTAGE | 1000 |  |  |  |  | 0
POWER | POWER | 2000 |  |  |  |  | 0
RAILWELDER | RAILWELDER | 5000 |  |  |  |  | 0
RED LODGE NORTHSIDE | RED LODGE NORTHSIDE | 12500 |  |  |  |  | 0
RENOVA | RENOVA | 3125 |  |  |  |  | 0
RESERVE ST | RESERVE ST BANK 2 | 25000 |  |  |  |  | 0
RIVERSIDE | RIVERSIDE | 12500 |  |  |  |  | 0
ROCKVALE | ROCKVALE | 3125 |  |  |  |  | 0
ROUNDUP | ROUNDUP BANK 2 | 5000 |  |  |  |  | 0
ROUNDUP | ROUNDUP BANK 4 | 3750 |  |  |  |  | 0
RUDYARD | RUDYARD | 1500 |  |  |  |  | 0
RUSSELL STREET | RUSSELL STREET #2 BANK 1 | 20000 |  |  |  |  | 0
RUSSELL STREET | RUSSELL STREET #2 BANK 2 | 20000 |  |  |  |  | 0
RUSSELL STREET | RUSSELL STREET #2 BANK 3 | 20000 |  |  |  |  | 0
RYEGATE | RYEGATE | 1000 |  |  |  |  | 0
SACO | SACO | 999 |  |  |  |  | 0
SHERIDAN CITY | SHERIDAN CITY | 5000 |  |  |  |  | 0
SHILOH | SHILOH | 50000 |  |  |  |  | 0
GFALLS SOUTHSIDE | SOUTHSIDE EAST BANK | 20000 |  |  |  |  | 0
GFALLS SOUTHSIDE | SOUTHSIDE WEST BANK | 20000 |  |  |  |  | 0
SPOKANE BENCH | SPOKANE BENCH | 6250 |  |  |  |  | 0
SPRINGDALE PUMP | SPRINGDALE PUMP | 3750 |  |  |  |  | 0
ST. REGIS | ST. REGIS | 7000 |  |  |  |  | 0
STANFORD CITY | STANFORD CITY | 5000 |  |  |  |  | 0
STEVENSVILLE | STEVENSVILLE | 25000 |  |  |  |  | 0
STILLWATER | STILLWATER | 35000 |  |  |  |  | 0
STOCKETT | STOCKETT | 2500 |  |  |  |  | 0
STRAW | STRAW | 2000 |  |  |  |  | 0
SUMATRA | SUMATRA | 5000 |  |  |  |  | 0
SUPERIOR | SUPERIOR | 5000 |  |  |  |  | 0
TARGET RANGE | TARGET RANGE #7 - 1 | 20000 |  |  |  |  | 0
TARGET RANGE | TARGET RANGE #7 - 2 | 20000 |  |  |  |  | 0
THOMPSON FALLS | THOMPSON FALLS CITY | 20000 |  |  |  |  | 0
TODD | TODD | 7500 |  |  |  |  | 0
TOSTON | TOSTON | 6250 |  |  |  |  | 0
TOWNSEND | TOWNSEND | 20000 |  |  |  |  | 0
TUNIS | TUNIS SUB | 6250 |  |  |  |  | 0
TWIN BRIDGES | TWIN BRIDGES | 3000 |  |  |  |  | 0
TWO DOT | TWO DOT | 1000 |  |  |  |  | 0
ULM | ULM | 10000 |  |  |  |  | 0
UTICA PUMP | UTICA PUMP | 9375 |  |  |  |  | 0
VALIER | VALIER | 1500 |  |  |  |  | 0
VALIER - WILLIAMS | VALIER - WILLIAMS | 14000 |  |  |  |  | 0
VALIER-BULLHEAD | VALIER-BULLHEAD | 3000 |  |  |  |  | 0
VAUGHN | VAUGHN | 5000 |  |  |  |  | 0
VIRGINIA | VIRGINIA CITY | 2500 |  |  |  |  | 0
WAYNE PUMP | WAYNE PUMP | 9375 |  |  |  |  | 0
WHITEHALL | WHITEHALL | 5000 |  |  |  |  | 0
WILLOW CREEK | WILLOW CREEK | 2500 |  |  |  |  | 0
WINDHAM | WINDHAM | 1000 |  |  |  |  | 0
WOLF | WOLF CREEK | 4992 |  |  |  |  | 0
ZURICH | ZURICH | 1503 |  |  |  |  | 0
Deferral Value (nominal $) - Low Forecast
Substation | Transformer | Nameplate | Cost of Upgrade |  |  |  |  | Years | # | 2017 | 2018 | 2019 | 2020 | 2021 | 2022 | 2023 | 2024 | 2025 | 2026 | 2027 | 2028 | 2029 | 2030 | 2031 | 2032 | 2033 | 2034 | 2035 | 2036 | 2037 | 2038 | 2039 | 2040 | 2041 | 2042
ABSAROKEE | ABSAROKEE | 6250 | 8000000 |  |  |  |  | 22 | 1 | 0 | 0 | 0 | 0 | 1298918.592 | 1324896.9638 | 1351394.9031 | 1378422.8012 | 1405991.2572 | 1434111.0823 | 1462793.304 | 1492049.1701 | 1521890.1535 | 1552327.9565 | 1583374.5157 | 1615042.006 | 1647342.8461 | 1680289.703 | 1713895.4971 | 1748173.407 | 1783136.8752 | 1818799.6127 | 1855175.6049 | 1892279.117 | 1930124.6994 | 1968727.1934
ALBERTON | ALBERTON | 2500 | 1750000 |  |  |  |  | 22 | 1 | 0 | 0 | 0 | 0 | 284138.442 | 289821.2108 | 295617.6351 | 301529.9878 | 307560.5875 | 313711.7993 | 319986.0352 | 326385.756 | 332913.4711 | 339571.7405 | 346363.1753 | 353290.4388 | 360356.2476 | 367563.3725 | 374914.64 | 382412.9328 | 390061.1914 | 397862.4153 | 405819.6636 | 413936.0569 | 422214.778 | 430659.0735
AMSTERDAM | AMSTERDAM | 5500 | 8000000 |  |  |  |  | 22 | 1 | 0 | 0 | 0 | 0 | 1298918.592 | 1324896.9638 | 1351394.9031 | 1378422.8012 | 1405991.2572 | 1434111.0823 | 1462793.304 | 1492049.1701 | 1521890.1535 | 1552327.9565 | 1583374.5157 | 1615042.006 | 1647342.8461 | 1680289.703 | 1713895.4971 | 1748173.407 | 1783136.8752 | 1818799.6127 | 1855175.6049 | 1892279.117 | 1930124.6994 | 1968727.1934
ANACONDA CITY | ANACONDA CITY 3 | 10000 | 8000000 |  |  |  |  | 22 | 1 | 0 | 0 | 0 | 0 | 1298918.592 | 1324896.9638 | 1351394.9031 | 1378422.8012 | 1405991.2572 | 1434111.0823 | 1462793.304 | 1492049.1701 | 1521890.1535 | 1552327.9565 | 1583374.5157 | 1615042.006 | 1647342.8461 | 1680289.703 | 1713895.4971 | 1748173.407 | 1783136.8752 | 1818799.6127 | 1855175.6049 | 1892279.117 | 1930124.6994 | 1968727.1934
ANACONDA CITY | ANACONDA CITY 4 | 10000 | 8000000 |  |  |  |  | 22 | 1 | 0 | 0 | 0 | 0 | 1298918.592 | 1324896.9638 | 1351394.9031 | 1378422.8012 | 1405991.2572 | 1434111.0823 | 1462793.304 | 1492049.1701 | 1521890.1535 | 1552327.9565 | 1583374.5157 | 1615042.006 | 1647342.8461 | 1680289.703 | 1713895.4971 | 1748173.407 | 1783136.8752 | 1818799.6127 | 1855175.6049 | 1892279.117 | 1930124.6994 | 1968727.1934
AUGUSTA | AUGUSTA | 1500 | 1750000 |  |  |  |  | 22 | 1 | 0 | 0 | 0 | 0 | 284138.442 | 289821.2108 | 295617.6351 | 301529.9878 | 307560.5875 | 313711.7993 | 319986.0352 | 326385.756 | 332913.4711 | 339571.7405 | 346363.1753 | 353290.4388 | 360356.2476 | 367563.3725 | 374914.64 | 382412.9328 | 390061.1914 | 397862.4153 | 405819.6636 | 413936.0569 | 422214.778 | 430659.0735
BARBER | BARBER | 750 | 500000 |  |  |  |  | 22 | 1 | 0 | 0 | 0 | 0 | 81182.412 | 82806.0602 | 84462.1814 | 86151.4251 | 87874.4536 | 89631.9426 | 91424.5815 | 93253.0731 | 95118.1346 | 97020.4973 | 98960.9072 | 100940.1254 | 102958.9279 | 105018.1064 | 107118.4686 | 109260.8379 | 111446.0547 | 113674.9758 | 115948.4753 | 118267.4448 | 120632.7937 | 123045.4496
BASIN | BASIN | 750 | 500000 |  |  |  |  | 22 | 1 | 0 | 0 | 0 | 0 | 81182.412 | 82806.0602 | 84462.1814 | 86151.4251 | 87874.4536 | 89631.9426 | 91424.5815 | 93253.0731 | 95118.1346 | 97020.4973 | 98960.9072 | 100940.1254 | 102958.9279 | 105018.1064 | 107118.4686 | 109260.8379 | 111446.0547 | 113674.9758 | 115948.4753 | 118267.4448 | 120632.7937 | 123045.4496
BELGRADE | BELGRADE 1 | 20000 | 8000000 |  |  |  |  | 22 | 1 | 0 | 0 | 0 | 0 | 1298918.592 | 1324896.9638 | 1351394.9031 | 1378422.8012 | 1405991.2572 | 1434111.0823 | 1462793.304 | 1492049.1701 | 1521890.1535 | 1552327.9565 | 1583374.5157 | 1615042.006 | 1647342.8461 | 1680289.703 | 1713895.4971 | 1748173.407 | 1783136.8752 | 1818799.6127 | 1855175.6049 | 1892279.117 | 1930124.6994 | 1968727.1934
BELGRADE | BELGRADE 2 | 20000 | 8000000 |  |  |  |  | 22 | 1 | 0 | 0 | 0 | 0 | 1298918.592 | 1324896.9638 | 1351394.9031 | 1378422.8012 | 1405991.2572 | 1434111.0823 | 1462793.304 | 1492049.1701 | 1521890.1535 | 1552327.9565 | 1583374.5157 | 1615042.006 | 1647342.8461 | 1680289.703 | 1713895.4971 | 1748173.407 | 1783136.8752 | 1818799.6127 | 1855175.6049 | 1892279.117 | 1930124.6994 | 1968727.1934
BELT | BELT | 5000 | 1750000 |  |  |  |  | 22 | 1 | 0 | 0 | 0 | 0 | 284138.442 | 289821.2108 | 295617.6351 | 301529.9878 | 307560.5875 | 313711.7993 | 319986.0352 | 326385.756 | 332913.4711 | 339571.7405 | 346363.1753 | 353290.4388 | 360356.2476 | 367563.3725 | 374914.64 | 382412.9328 | 390061.1914 | 397862.4153 | 405819.6636 | 413936.0569 | 422214.778 | 430659.0735
BIG SANDY | BIG SANDY | 2500 | 1750000 |  |  |  |  | 22 | 1 | 0 | 0 | 0 | 0 | 284138.442 | 289821.2108 | 295617.6351 | 301529.9878 | 307560.5875 | 313711.7993 | 319986.0352 | 326385.756 | 332913.4711 | 339571.7405 | 346363.1753 | 353290.4388 | 360356.2476 | 367563.3725 | 374914.64 | 382412.9328 | 390061.1914 | 397862.4153 | 405819.6636 | 413936.0569 | 422214.778 | 430659.0735
LONE MOUNTAIN | BIG SKY LONE MOUNTAIN BANK 1 | 42000 | 20000000 |  |  |  |  | 22 | 1 | 0 | 0 | 0 | 0 | 3247296.48 | 3312242.4096 | 3378487.2578 | 3446057.0029 | 3514978.143 | 3585277.7059 | 3656983.26 | 3730122.9252 | 3804725.3837 | 3880819.8914 | 3958436.2892 | 4037605.015 | 4118357.1153 | 4200724.2576 | 4284738.7427 | 4370433.5176 | 4457842.1879 | 4546999.0317 | 4637939.0123 | 4730697.7926 | 4825311.7484 | 4921817.9834
LONE MOUNTAIN | BIG SKY LONE MOUNTAIN BANK 2 | 42000 | 20000000 |  |  |  |  | 22 | 1 | 0 | 0 | 0 | 0 | 3247296.48 | 3312242.4096 | 3378487.2578 | 3446057.0029 | 3514978.143 | 3585277.7059 | 3656983.26 | 3730122.9252 | 3804725.3837 | 3880819.8914 | 3958436.2892 | 4037605.015 | 4118357.1153 | 4200724.2576 | 4284738.7427 | 4370433.5176 | 4457842.1879 | 4546999.0317 | 4637939.0123 | 4730697.7926 | 4825311.7484 | 4921817.9834
BIG SKY MEADOW | BIG SKY MEADOW VILLAGE | 25000 | 20000000 |  |  |  |  | 22 | 1 | 0 | 0 | 0 | 0 | 3247296.48 | 3312242.4096 | 3378487.2578 | 3446057.0029 | 3514978.143 | 3585277.7059 | 3656983.26 | 3730122.9252 | 3804725.3837 | 3880819.8914 | 3958436.2892 | 4037605.015 | 4118357.1153 | 4200724.2576 | 4284738.7427 | 4370433.5176 | 4457842.1879 | 4546999.0317 | 4637939.0123 | 4730697.7926 | 4825311.7484 | 4921817.9834
BIG TIMBER | BIG TIMBER | 6250 | 8000000 |  |  |  |  | 22 | 1 | 0 | 0 | 0 | 0 | 1298918.592 | 1324896.9638 | 1351394.9031 | 1378422.8012 | 1405991.2572 | 1434111.0823 | 1462793.304 | 1492049.1701 | 1521890.1535 | 1552327.9565 | 1583374.5157 | 1615042.006 | 1647342.8461 | 1680289.703 | 1713895.4971 | 1748173.407 | 1783136.8752 | 1818799.6127 | 1855175.6049 | 1892279.117 | 1930124.6994 | 1968727.1934
BILLINGS 8TH ST. | BILLINGS 8TH ST. 1 | 42000 | 20000000 |  |  |  |  | 22 | 1 | 0 | 0 | 0 | 0 | 3247296.48 | 3312242.4096 | 3378487.2578 | 3446057.0029 | 3514978.143 | 3585277.7059 | 3656983.26 | 3730122.9252 | 3804725.3837 | 3880819.8914 | 3958436.2892 | 4037605.015 | 4118357.1153 | 4200724.2576 | 4284738.7427 | 4370433.5176 | 4457842.1879 | 4546999.0317 | 4637939.0123 | 4730697.7926 | 4825311.7484 | 4921817.9834
BILLINGS 8TH ST. | BILLINGS 8TH ST. 2 | 42000 | 20000000 |  |  |  |  | 22 | 1 | 0 | 0 | 0 | 0 | 3247296.48 | 3312242.4096 | 3378487.2578 | 3446057.0029 | 3514978.143 | 3585277.7059 | 3656983.26 | 3730122.9252 | 3804725.3837 | 3880819.8914 | 3958436.2892 | 4037605.015 | 4118357.1153 | 4200724.2576 | 4284738.7427 | 4370433.5176 | 4457842.1879 | 4546999.0317 | 4637939.0123 | 4730697.7926 | 4825311.7484 | 4921817.9834
BILLINGS 8TH ST. | BILLINGS 8TH ST. 3 | 42000 | 20000000 |  |  |  |  | 22 | 1 | 0 | 0 | 0 | 0 | 3247296.48 | 3312242.4096 | 3378487.2578 | 3446057.0029 | 3514978.143 | 3585277.7059 | 3656983.26 | 3730122.9252 | 3804725.3837 | 3880819.8914 | 3958436.2892 | 4037605.015 | 4118357.1153 | 4200724.2576 | 4284738.7427 | 4370433.5176 | 4457842.1879 | 4546999.0317 | 4637939.0123 | 4730697.7926 | 4825311.7484 | 4921817.9834
BILLINGS BELLROCK | BILLINGS BELLROCK 1 | 42000 | 20000000 |  |  |  |  | 22 | 1 | 0 | 0 | 0 | 0 | 3247296.48 | 3312242.4096 | 3378487.2578 | 3446057.0029 | 3514978.143 | 3585277.7059 | 3656983.26 | 3730122.9252 | 3804725.3837 | 3880819.8914 | 3958436.2892 | 4037605.015 | 4118357.1153 | 4200724.2576 | 4284738.7427 | 4370433.5176 | 4457842.1879 | 4546999.0317 | 4637939.0123 | 4730697.7926 | 4825311.7484 | 4921817.9834
BILLINGS BELLROCK | BILLINGS BELLROCK 2 | 42000 | 20000000 |  |  |  |  | 22 | 1 | 0 | 0 | 0 | 0 | 3247296.48 | 3312242.4096 | 3378487.2578 | 3446057.0029 | 3514978.143 | 3585277.7059 | 3656983.26 | 3730122.9252 | 3804725.3837 | 3880819.8914 | 3958436.2892 | 4037605.015 | 4118357.1153 | 4200724.2576 | 4284738.7427 | 4370433.5176 | 4457842.1879 | 4546999.0317 | 4637939.0123 | 4730697.7926 | 4825311.7484 | 4921817.9834
BILLINGS EASTSIDE | BILLINGS EASTSIDE 3 | 20000 | 8000000 |  |  |  |  | 22 | 1 | 0 | 0 | 0 | 0 | 1298918.592 | 1324896.9638 | 1351394.9031 | 1378422.8012 | 1405991.2572 | 1434111.0823 | 1462793.304 | 1492049.1701 | 1521890.1535 | 1552327.9565 | 1583374.5157 | 1615042.006 | 1647342.8461 | 1680289.703 | 1713895.4971 | 1748173.407 | 1783136.8752 | 1818799.6127 | 1855175.6049 | 1892279.117 | 1930124.6994 | 1968727.1934
BILLINGS EASTSIDE | BILLINGS EASTSIDE 4 | 20000 | 8000000 |  |  |  |  | 22 | 1 | 0 | 0 | 0 | 0 | 1298918.592 | 1324896.9638 | 1351394.9031 | 1378422.8012 | 1405991.2572 | 1434111.0823 | 1462793.304 | 1492049.1701 | 1521890.1535 | 1552327.9565 | 1583374.5157 | 1615042.006 | 1647342.8461 | 1680289.703 | 1713895.4971 | 1748173.407 | 1783136.8752 | 1818799.6127 | 1855175.6049 | 1892279.117 | 1930124.6994 | 1968727.1934
BILLINGS EASTSIDE | BILLINGS EASTSIDE 5 | 20000 | 8000000 |  |  |  |  | 22 | 1 | 0 | 0 | 0 | 0 | 1298918.592 | 1324896.9638 | 1351394.9031 | 1378422.8012 | 1405991.2572 | 1434111.0823 | 1462793.304 | 1492049.1701 | 1521890.1535 | 1552327.9565 | 1583374.5157 | 1615042.006 | 1647342.8461 | 1680289.703 | 1713895.4971 | 1748173.407 | 1783136.8752 | 1818799.6127 | 1855175.6049 | 1892279.117 | 1930124.6994 | 1968727.1934
BILLINGS KING AVE | BILLINGS KING AVE. 1 | 20000 | 8000000 |  |  |  |  | 22 | 1 | 0 | 0 | 0 | 0 | 1298918.592 | 1324896.9638 | 1351394.9031 | 1378422.8012 | 1405991.2572 | 1434111.0823 | 1462793.304 | 1492049.1701 | 1521890.1535 | 1552327.9565 | 1583374.5157 | 1615042.006 | 1647342.8461 | 1680289.703 | 1713895.4971 | 1748173.407 | 1783136.8752 | 1818799.6127 | 1855175.6049 | 1892279.117 | 1930124.6994 | 1968727.1934
BILLINGS KING AVE | BILLINGS KING AVE. 2 | 20000 | 8000000 |  |  |  |  | 22 | 1 | 0 | 0 | 0 | 0 | 1298918.592 | 1324896.9638 | 1351394.9031 | 1378422.8012 | 1405991.2572 | 1434111.0823 | 1462793.304 | 1492049.1701 | 1521890.1535 | 1552327.9565 | 1583374.5157 | 1615042.006 | 1647342.8461 | 1680289.703 | 1713895.4971 | 1748173.407 | 1783136.8752 | 1818799.6127 | 1855175.6049 | 1892279.117 | 1930124.6994 | 1968727.1934
BILLINGS MERIDIAN | BILLINGS MERIDIAN BANK 1 | 20000 | 8000000 |  |  |  |  | 22 | 1 | 0 | 0 | 0 | 0 | 1298918.592 | 1324896.9638 | 1351394.9031 | 1378422.8012 | 1405991.2572 | 1434111.0823 | 1462793.304 | 1492049.1701 | 1521890.1535 | 1552327.9565 | 1583374.5157 | 1615042.006 | 1647342.8461 | 1680289.703 | 1713895.4971 | 1748173.407 | 1783136.8752 | 1818799.6127 | 1855175.6049 | 1892279.117 | 1930124.6994 | 1968727.1934
BILLINGS MERIDIAN | BILLINGS MERIDIAN BANK 2 | 20000 | 8000000 |  |  |  |  | 22 | 1 | 0 | 0 | 0 | 0 | 1298918.592 | 1324896.9638 | 1351394.9031 | 1378422.8012 | 1405991.2572 | 1434111.0823 | 1462793.304 | 1492049.1701 | 1521890.1535 | 1552327.9565 | 1583374.5157 | 1615042.006 | 1647342.8461 | 1680289.703 | 1713895.4971 | 1748173.407 | 1783136.8752 | 1818799.6127 | 1855175.6049 | 1892279.117 | 1930124.6994 | 1968727.1934
BILLINGS RIMROCK | BILLINGS RIMROCK | 20000 | 8000000 |  |  |  |  | 22 | 1 | 0 | 0 | 0 | 0 | 1298918.592 | 1324896.9638 | 1351394.9031 | 1378422.8012 | 1405991.2572 | 1434111.0823 | 1462793.304 | 1492049.1701 | 1521890.1535 | 1552327.9565 | 1583374.5157 | 1615042.006 | 1647342.8461 | 1680289.703 | 1713895.4971 | 1748173.407 | 1783136.8752 | 1818799.6127 | 1855175.6049 | 1892279.117 | 1930124.6994 | 1968727.1934
BILLINGS STEAMPLANT | BILLINGS STEAMPLANT SWYD A | 20000 | 8000000 |  |  |  |  | 22 | 1 | 0 | 0 | 0 | 0 | 1298918.592 | 1324896.9638 | 1351394.9031 | 1378422.8012 | 1405991.2572 | 1434111.0823 | 1462793.304 | 1492049.1701 | 1521890.1535 | 1552327.9565 | 1583374.5157 | 1615042.006 | 1647342.8461 | 1680289.703 | 1713895.4971 | 1748173.407 | 1783136.8752 | 1818799.6127 | 1855175.6049 | 1892279.117 | 1930124.6994 | 1968727.1934
BILLINGS STEAMPLANT | BILLINGS STEAMPLANT SWYD B | 20000 | 8000000 |  |  |  |  | 22 | 1 | 0 | 0 | 0 | 0 | 1298918.592 | 1324896.9638 | 1351394.9031 | 1378422.8012 | 1405991.2572 | 1434111.0823 | 1462793.304 | 1492049.1701 | 1521890.1535 | 1552327.9565 | 1583374.5157 | 1615042.006 | 1647342.8461 | 1680289.703 | 1713895.4971 | 1748173.407 | 1783136.8752 | 1818799.6127 | 1855175.6049 | 1892279.117 | 1930124.6994 | 1968727.1934
BILLINGS WICKS LANE | BILLINGS WICKS LANE 1 | 25000 | 20000000 |  |  |  |  | 22 | 1 | 0 | 0 | 0 | 0 | 3247296.48 | 3312242.4096 | 3378487.2578 | 3446057.0029 | 3514978.143 | 3585277.7059 | 3656983.26 | 3730122.9252 | 3804725.3837 | 3880819.8914 | 3958436.2892 | 4037605.015 | 4118357.1153 | 4200724.2576 | 4284738.7427 | 4370433.5176 | 4457842.1879 | 4546999.0317 | 4637939.0123 | 4730697.7926 | 4825311.7484 | 4921817.9834
BILLINGS WICKS LANE | BILLINGS WICKS LANE 2 | 25000 | 20000000 |  |  |  |  | 22 | 1 | 0 | 0 | 0 | 0 | 3247296.48 | 3312242.4096 | 3378487.2578 | 3446057.0029 | 3514978.143 | 3585277.7059 | 3656983.26 | 3730122.9252 | 3804725.3837 | 3880819.8914 | 3958436.2892 | 4037605.015 | 4118357.1153 | 4200724.2576 | 4284738.7427 | 4370433.5176 | 4457842.1879 | 4546999.0317 | 4637939.0123 | 4730697.7926 | 4825311.7484 | 4921817.9834
BONNER | BONNER FDR 61 & 62 | 20000 | 8000000 |  |  |  |  | 22 | 1 | 0 | 0 | 0 | 0 | 1298918.592 | 1324896.9638 | 1351394.9031 | 1378422.8012 | 1405991.2572 | 1434111.0823 | 1462793.304 | 1492049.1701 | 1521890.1535 | 1552327.9565 | 1583374.5157 | 1615042.006 | 1647342.8461 | 1680289.703 | 1713895.4971 | 1748173.407 | 1783136.8752 | 1818799.6127 | 1855175.6049 | 1892279.117 | 1930124.6994 | 1968727.1934
BOULDER | BOULDER | 5000 | 1750000 |  |  |  |  | 22 | 1 | 0 | 0 | 0 | 0 | 284138.442 | 289821.2108 | 295617.6351 | 301529.9878 | 307560.5875 | 313711.7993 | 319986.0352 | 326385.756 | 332913.4711 | 339571.7405 | 346363.1753 | 353290.4388 | 360356.2476 | 367563.3725 | 374914.64 | 382412.9328 | 390061.1914 | 397862.4153 | 405819.6636 | 413936.0569 | 422214.778 | 430659.0735
BOX ELDER | BOX ELDER | 1000 | 500000 |  |  |  |  | 22 | 1 | 0 | 0 | 0 | 0 | 81182.412 | 82806.0602 | 84462.1814 | 86151.4251 | 87874.4536 | 89631.9426 | 91424.5815 | 93253.0731 | 95118.1346 | 97020.4973 | 98960.9072 | 100940.1254 | 102958.9279 | 105018.1064 | 107118.4686 | 109260.8379 | 111446.0547 | 113674.9758 | 115948.4753 | 118267.4448 | 120632.7937 | 123045.4496
BOZEMAN EAST | BOZEMAN EAST GALLATIN 3 | 10000 | 8000000 |  |  |  |  | 22 | 1 | 0 | 0 | 0 | 0 | 1298918.592 | 1324896.9638 | 1351394.9031 | 1378422.8012 | 1405991.2572 | 1434111.0823 | 1462793.304 | 1492049.1701 | 1521890.1535 | 1552327.9565 | 1583374.5157 | 1615042.006 | 1647342.8461 | 1680289.703 | 1713895.4971 | 1748173.407 | 1783136.8752 | 1818799.6127 | 1855175.6049 | 1892279.117 | 1930124.6994 | 1968727.1934
BOZEMAN EAST | BOZEMAN EAST GALLATIN 4 | 20000 | 8000000 |  |  |  |  | 22 | 1 | 0 | 0 | 0 | 0 | 1298918.592 | 1324896.9638 | 1351394.9031 | 1378422.8012 | 1405991.2572 | 1434111.0823 | 1462793.304 | 1492049.1701 | 1521890.1535 | 1552327.9565 | 1583374.5157 | 1615042.006 | 1647342.8461 | 1680289.703 | 1713895.4971 | 1748173.407 | 1783136.8752 | 1818799.6127 | 1855175.6049 | 1892279.117 | 1930124.6994 | 1968727.1934
BOZEMAN SOURDOUGH | BOZEMAN SOURDOUGH #1 | 20000 | 8000000 |  |  |  |  | 22 | 1 | 0 | 0 | 0 | 0 | 1298918.592 | 1324896.9638 | 1351394.9031 | 1378422.8012 | 1405991.2572 | 1434111.0823 | 1462793.304 | 1492049.1701 | 1521890.1535 | 1552327.9565 | 1583374.5157 | 1615042.006 | 1647342.8461 | 1680289.703 | 1713895.4971 | 1748173.407 | 1783136.8752 | 1818799.6127 | 1855175.6049 | 1892279.117 | 1930124.6994 | 1968727.1934
BOZEMAN SOUTHSIDE | BOZEMAN SOUTHSIDE 5 | 20000 | 8000000 |  |  |  |  | 22 | 1 | 0 | 0 | 0 | 0 | 1298918.592 | 1324896.9638 | 1351394.9031 | 1378422.8012 | 1405991.2572 | 1434111.0823 | 1462793.304 | 1492049.1701 | 1521890.1535 | 1552327.9565 | 1583374.5157 | 1615042.006 | 1647342.8461 | 1680289.703 | 1713895.4971 | 1748173.407 | 1783136.8752 | 1818799.6127 | 1855175.6049 | 1892279.117 | 1930124.6994 | 1968727.1934
BOZEMAN SOUTHSIDE | BOZEMAN SOUTHSIDE 6 | 20000 | 8000000 |  |  |  |  | 22 | 1 | 0 | 0 | 0 | 0 | 1298918.592 | 1324896.9638 | 1351394.9031 | 1378422.8012 | 1405991.2572 | 1434111.0823 | 1462793.304 | 1492049.1701 | 1521890.1535 | 1552327.9565 | 1583374.5157 | 1615042.006 | 1647342.8461 | 1680289.703 | 1713895.4971 | 1748173.407 | 1783136.8752 | 1818799.6127 | 1855175.6049 | 1892279.117 | 1930124.6994 | 1968727.1934
BOZEMAN WESTSIDE | BOZEMAN WESTSIDE BK1 | 20000 | 8000000 |  |  |  |  | 22 | 1 | 0 | 0 | 0 | 0 | 1298918.592 | 1324896.9638 | 1351394.9031 | 1378422.8012 | 1405991.2572 | 1434111.0823 | 1462793.304 | 1492049.1701 | 1521890.1535 | 1552327.9565 | 1583374.5157 | 1615042.006 | 1647342.8461 | 1680289.703 | 1713895.4971 | 1748173.407 | 1783136.8752 | 1818799.6127 | 1855175.6049 | 1892279.117 | 1930124.6994 | 1968727.1934
BOZEMAN WESTSIDE | BOZEMAN WESTSIDE BK2 | 42000 | 20000000 |  |  |  |  | 22 | 1 | 0 | 0 | 0 | 0 | 3247296.48 | 3312242.4096 | 3378487.2578 | 3446057.0029 | 3514978.143 | 3585277.7059 | 3656983.26 | 3730122.9252 | 3804725.3837 | 3880819.8914 | 3958436.2892 | 4037605.015 | 4118357.1153 | 4200724.2576 | 4284738.7427 | 4370433.5176 | 4457842.1879 | 4546999.0317 | 4637939.0123 | 4730697.7926 | 4825311.7484 | 4921817.9834
BRADY | BRADY | 1000 | 500000 |  |  |  |  | 22 | 1 | 0 | 0 | 0 | 0 | 81182.412 | 82806.0602 | 84462.1814 | 86151.4251 | 87874.4536 | 89631.9426 | 91424.5815 | 93253.0731 | 95118.1346 | 97020.4973 | 98960.9072 | 100940.1254 | 102958.9279 | 105018.1064 | 107118.4686 | 109260.8379 | 111446.0547 | 113674.9758 | 115948.4753 | 118267.4448 | 120632.7937 | 123045.4496
BRIDGER | BRIDGER | 12500 | 8000000 |  |  |  |  | 22 | 1 | 0 | 0 | 0 | 0 | 1298918.592 | 1324896.9638 | 1351394.9031 | 1378422.8012 | 1405991.2572 | 1434111.0823 | 1462793.304 | 1492049.1701 | 1521890.1535 | 1552327.9565 | 1583374.5157 | 1615042.006 | 1647342.8461 | 1680289.703 | 1713895.4971 | 1748173.407 | 1783136.8752 | 1818799.6127 | 1855175.6049 | 1892279.117 | 1930124.6994 | 1968727.1934
BROADVIEW CITY | BROADVIEW CITY | 2000 | 1750000 |  |  |  |  | 22 | 1 | 0 | 0 | 0 | 0 | 284138.442 | 289821.2108 | 295617.6351 | 301529.9878 | 307560.5875 | 313711.7993 | 319986.0352 | 326385.756 | 332913.4711 | 339571.7405 | 346363.1753 | 353290.4388 | 360356.2476 | 367563.3725 | 374914.64 | 382412.9328 | 390061.1914 | 397862.4153 | 405819.6636 | 413936.0569 | 422214.778 | 430659.0735
BUTLER CREEK | BUTLER CREEK | 20000 | 8000000 |  |  |  |  | 22 | 1 | 0 | 0 | 0 | 0 | 1298918.592 | 1324896.9638 | 1351394.9031 | 1378422.8012 | 1405991.2572 | 1434111.0823 | 1462793.304 | 1492049.1701 | 1521890.1535 | 1552327.9565 | 1583374.5157 | 1615042.006 | 1647342.8461 | 1680289.703 | 1713895.4971 | 1748173.407 | 1783136.8752 | 1818799.6127 | 1855175.6049 | 1892279.117 | 1930124.6994 | 1968727.1934
BUTTE CORA | BUTTE CORA | 20000 | 8000000 |  |  |  |  | 22 | 1 | 0 | 0 | 0 | 0 | 1298918.592 | 1324896.9638 | 1351394.9031 | 1378422.8012 | 1405991.2572 | 1434111.0823 | 1462793.304 | 1492049.1701 | 1521890.1535 | 1552327.9565 | 1583374.5157 | 1615042.006 | 1647342.8461 | 1680289.703 | 1713895.4971 | 1748173.407 | 1783136.8752 | 1818799.6127 | 1855175.6049 | 1892279.117 | 1930124.6994 | 1968727.1934
BUTTE INDUSTRIAL PARK | BUTTE INDUSTRIAL PARK | 10000 | 8000000 |  |  |  |  | 22 | 1 | 0 | 0 | 0 | 0 | 1298918.592 | 1324896.9638 | 1351394.9031 | 1378422.8012 | 1405991.2572 | 1434111.0823 | 1462793.304 | 1492049.1701 | 1521890.1535 | 1552327.9565 | 1583374.5157 | 1615042.006 | 1647342.8461 | 1680289.703 | 1713895.4971 | 1748173.407 | 1783136.8752 | 1818799.6127 | 1855175.6049 | 1892279.117 | 1930124.6994 | 1968727.1934
BUTTE MONTANA ST | BUTTE MONTANA ST. SWITCHYARD 1 | 6240 | 8000000 |  |  |  |  | 22 | 1 | 0 | 0 | 0 | 0 | 1298918.592 | 1324896.9638 | 1351394.9031 | 1378422.8012 | 1405991.2572 | 1434111.0823 | 1462793.304 | 1492049.1701 | 1521890.1535 | 1552327.9565 | 1583374.5157 | 1615042.006 | 1647342.8461 | 1680289.703 | 1713895.4971 | 1748173.407 | 1783136.8752 | 1818799.6127 | 1855175.6049 | 1892279.117 | 1930124.6994 | 1968727.1934
BUTTE MONTANA ST | BUTTE MONTANA ST. SWITCHYARD 2 | 6240 | 8000000 |  |  |  |  | 22 | 1 | 0 | 0 | 0 | 0 | 1298918.592 | 1324896.9638 | 1351394.9031 | 1378422.8012 | 1405991.2572 | 1434111.0823 | 1462793.304 | 1492049.1701 | 1521890.1535 | 1552327.9565 | 1583374.5157 | 1615042.006 | 1647342.8461 | 1680289.703 | 1713895.4971 | 1748173.407 | 1783136.8752 | 1818799.6127 | 1855175.6049 | 1892279.117 | 1930124.6994 | 1968727.1934
BUTTE MONTANA ST | BUTTE MONTANA ST. SWITCHYARD 3 | 25000 | 20000000 |  |  |  |  | 22 | 1 | 0 | 0 | 0 | 0 | 3247296.48 | 3312242.4096 | 3378487.2578 | 3446057.0029 | 3514978.143 | 3585277.7059 | 3656983.26 | 3730122.9252 | 3804725.3837 | 3880819.8914 | 3958436.2892 | 4037605.015 | 4118357.1153 | 4200724.2576 | 4284738.7427 | 4370433.5176 | 4457842.1879 | 4546999.0317 | 4637939.0123 | 4730697.7926 | 4825311.7484 | 4921817.9834
BUTTE MONTANA ST | BUTTE MONTANA ST. SWITCHYARD 5 | 25000 | 20000000 |  |  |  |  | 22 | 1 | 0 | 0 | 0 | 0 | 3247296.48 | 3312242.4096 | 3378487.2578 | 3446057.0029 | 3514978.143 | 3585277.7059 | 3656983.26 | 3730122.9252 | 3804725.3837 | 3880819.8914 | 3958436.2892 | 4037605.015 | 4118357.1153 | 4200724.2576 | 4284738.7427 | 4370433.5176 | 4457842.1879 | 4546999.0317 | 4637939.0123 | 4730697.7926 | 4825311.7484 | 4921817.9834
CANYON CREEK | CANYON CREEK | 10000 | 8000000 |  |  |  |  | 22 | 1 | 0 | 0 | 0 | 0 | 1298918.592 | 1324896.9638 | 1351394.9031 | 1378422.8012 | 1405991.2572 | 1434111.0823 | 1462793.304 | 1492049.1701 | 1521890.1535 | 1552327.9565 | 1583374.5157 | 1615042.006 | 1647342.8461 | 1680289.703 | 1713895.4971 | 1748173.407 | 1783136.8752 | 1818799.6127 | 1855175.6049 | 1892279.117 | 1930124.6994 | 1968727.1934
CARTER | CARTER | 2500 | 1750000 |  |  |  |  | 22 | 1 | 0 | 0 | 0 | 0 | 284138.442 | 289821.2108 | 295617.6351 | 301529.9878 | 307560.5875 | 313711.7993 | 319986.0352 | 326385.756 | 332913.4711 | 339571.7405 | 346363.1753 | 353290.4388 | 360356.2476 | 367563.3725 | 374914.64 | 382412.9328 | 390061.1914 | 397862.4153 | 405819.6636 | 413936.0569 | 422214.778 | 430659.0735
CHARLOS HEIGHTS | CHARLOS HEIGHTS | 3750 | 1750000 |  |  |  |  | 22 | 1 | 0 | 0 | 0 | 0 | 284138.442 | 289821.2108 | 295617.6351 | 301529.9878 | 307560.5875 | 313711.7993 | 319986.0352 | 326385.756 | 332913.4711 | 339571.7405 | 346363.1753 | 353290.4388 | 360356.2476 | 367563.3725 | 374914.64 | 382412.9328 | 390061.1914 | 397862.4153 | 405819.6636 | 413936.0569 | 422214.778 | 430659.0735
CHESTER | CHESTER | 4995 | 1750000 |  |  |  |  | 22 | 1 | 0 | 0 | 0 | 0 | 284138.442 | 289821.2108 | 295617.6351 | 301529.9878 | 307560.5875 | 313711.7993 | 319986.0352 | 326385.756 | 332913.4711 | 339571.7405 | 346363.1753 | 353290.4388 | 360356.2476 | 367563.3725 | 374914.64 | 382412.9328 | 390061.1914 | 397862.4153 | 405819.6636 | 413936.0569 | 422214.778 | 430659.0735
CHINOOK | CHINOOK | 5000 | 1750000 |  |  |  |  | 22 | 1 | 0 | 0 | 0 | 0 | 284138.442 | 289821.2108 | 295617.6351 | 301529.9878 | 307560.5875 | 313711.7993 | 319986.0352 | 326385.756 | 332913.4711 | 339571.7405 | 346363.1753 | 353290.4388 | 360356.2476 | 367563.3725 | 374914.64 | 382412.9328 | 390061.1914 | 397862.4153 | 405819.6636 | 413936.0569 | 422214.778 | 430659.0735
CHOTEAU | CHOTEAU 1 | 2500 | 1750000 |  |  |  |  | 22 | 1 | 0 | 0 | 0 | 0 | 284138.442 | 289821.2108 | 295617.6351 | 301529.9878 | 307560.5875 | 313711.7993 | 319986.0352 | 326385.756 | 332913.4711 | 339571.7405 | 346363.1753 | 353290.4388 | 360356.2476 | 367563.3725 | 374914.64 | 382412.9328 | 390061.1914 | 397862.4153 | 405819.6636 | 413936.0569 | 422214.778 | 430659.0735
CHOTEAU | CHOTEAU 2 | 5000 | 1750000 |  |  |  |  | 22 | 1 | 0 | 0 | 0 | 0 | 284138.442 | 289821.2108 | 295617.6351 | 301529.9878 | 307560.5875 | 313711.7993 | 319986.0352 | 326385.756 | 332913.4711 | 339571.7405 | 346363.1753 | 353290.4388 | 360356.2476 | 367563.3725 | 374914.64 | 382412.9328 | 390061.1914 | 397862.4153 | 405819.6636 | 413936.0569 | 422214.778 | 430659.0735
CIRCLE BRIDGE | CIRCLE BRIDGE | 1500 | 1750000 |  |  |  |  | 22 | 1 | 0 | 0 | 0 | 0 | 284138.442 | 289821.2108 | 295617.6351 | 301529.9878 | 307560.5875 | 313711.7993 | 319986.0352 | 326385.756 | 332913.4711 | 339571.7405 | 346363.1753 | 353290.4388 | 360356.2476 | 367563.3725 | 374914.64 | 382412.9328 | 390061.1914 | 397862.4153 | 405819.6636 | 413936.0569 | 422214.778 | 430659.0735
CITY SUB #1 | CITY SUB #1 | 20000 | 8000000 |  |  |  |  | 22 | 1 | 0 | 0 | 0 | 0 | 1298918.592 | 1324896.9638 | 1351394.9031 | 1378422.8012 | 1405991.2572 | 1434111.0823 | 1462793.304 | 1492049.1701 | 1521890.1535 | 1552327.9565 | 1583374.5157 | 1615042.006 | 1647342.8461 | 1680289.703 | 1713895.4971 | 1748173.407 | 1783136.8752 | 1818799.6127 | 1855175.6049 | 1892279.117 | 1930124.6994 | 1968727.1934
CITY SUB #1 | CITY SUB #1 BNK 4 | 20000 | 8000000 |  |  |  |  | 22 | 1 | 0 | 0 | 0 | 0 | 1298918.592 | 1324896.9638 | 1351394.9031 | 1378422.8012 | 1405991.2572 | 1434111.0823 | 1462793.304 | 1492049.1701 | 1521890.1535 | 1552327.9565 | 1583374.5157 | 1615042.006 | 1647342.8461 | 1680289.703 | 1713895.4971 | 1748173.407 | 1783136.8752 | 1818799.6127 | 1855175.6049 | 1892279.117 | 1930124.6994 | 1968727.1934
CLANCY | CLANCY | 6220 | 8000000 |  |  |  |  | 22 | 1 | 0 | 0 | 0 | 0 | 1298918.592 | 1324896.9638 | 1351394.9031 | 1378422.8012 | 1405991.2572 | 1434111.0823 | 1462793.304 | 1492049.1701 | 1521890.1535 | 1552327.9565 | 1583374.5157 | 1615042.006 | 1647342.8461 | 1680289.703 | 1713895.4971 | 1748173.407 | 1783136.8752 | 1818799.6127 | 1855175.6049 | 1892279.117 | 1930124.6994 | 1968727.1934
COBBLESTONE | COBBLESTONE | 5000 | 1750000 |  |  |  |  | 22 | 1 | 0 | 0 | 0 | 0 | 284138.442 | 289821.2108 | 295617.6351 | 301529.9878 | 307560.5875 | 313711.7993 | 319986.0352 | 326385.756 | 332913.4711 | 339571.7405 | 346363.1753 | 353290.4388 | 360356.2476 | 367563.3725 | 374914.64 | 382412.9328 | 390061.1914 | 397862.4153 | 405819.6636 | 413936.0569 | 422214.778 | 430659.0735
COLLINS | COLLINS | 2500 | 1750000 |  |  |  |  | 22 | 1 | 0 | 0 | 0 | 0 | 284138.442 | 289821.2108 | 295617.6351 | 301529.9878 | 307560.5875 | 313711.7993 | 319986.0352 | 326385.756 | 332913.4711 | 339571.7405 | 346363.1753 | 353290.4388 | 360356.2476 | 367563.3725 | 374914.64 | 382412.9328 | 390061.1914 | 397862.4153 | 405819.6636 | 413936.0569 | 422214.778 | 430659.0735
COLSTRIP SWITCHYARD | COLSTRIP SWITCHYARD (TOWN) 1 | 20000 | 8000000 |  |  |  |  | 22 | 1 | 0 | 0 | 0 | 0 | 1298918.592 | 1324896.9638 | 1351394.9031 | 1378422.8012 | 1405991.2572 | 1434111.0823 | 1462793.304 | 1492049.1701 | 1521890.1535 | 1552327.9565 | 1583374.5157 | 1615042.006 | 1647342.8461 | 1680289.703 | 1713895.4971 | 1748173.407 | 1783136.8752 | 1818799.6127 | 1855175.6049 | 1892279.117 | 1930124.6994 | 1968727.1934
COLSTRIP SWITCHYARD | COLSTRIP SWITCHYARD (TOWN) 2 | 20000 | 8000000 |  |  |  |  | 22 | 1 | 0 | 0 | 0 | 0 | 1298918.592 | 1324896.9638 | 1351394.9031 | 1378422.8012 | 1405991.2572 | 1434111.0823 | 1462793.304 | 1492049.1701 | 1521890.1535 | 1552327.9565 | 1583374.5157 | 1615042.006 | 1647342.8461 | 1680289.703 | 1713895.4971 | 1748173.407 | 1783136.8752 | 1818799.6127 | 1855175.6049 | 1892279.117 | 1930124.6994 | 1968727.1934
CONRAD CITY | CONRAD CITY BNK 1 | 3750 | 1750000 |  |  |  |  | 22 | 1 | 0 | 0 | 0 | 0 | 284138.442 | 289821.2108 | 295617.6351 | 301529.9878 | 307560.5875 | 313711.7993 | 319986.0352 | 326385.756 | 332913.4711 | 339571.7405 | 346363.1753 | 353290.4388 | 360356.2476 | 367563.3725 | 374914.64 | 382412.9328 | 390061.1914 | 397862.4153 | 405819.6636 | 413936.0569 | 422214.778 | 430659.0735
CONRAD CITY | CONRAD CITY BNK 2 | 6250 | 8000000 |  |  |  |  | 22 | 1 | 0 | 0 | 0 | 0 | 1298918.592 | 1324896.9638 | 1351394.9031 | 1378422.8012 | 1405991.2572 | 1434111.0823 | 1462793.304 | 1492049.1701 | 1521890.1535 | 1552327.9565 | 1583374.5157 | 1615042.006 | 1647342.8461 | 1680289.703 | 1713895.4971 | 1748173.407 | 1783136.8752 | 1818799.6127 | 1855175.6049 | 1892279.117 | 1930124.6994 | 1968727.1934
CONRAD | CONRAD PUMP | 9375 | 8000000 |  |  |  |  | 22 | 1 | 0 | 0 | 0 | 0 | 1298918.592 | 1324896.9638 | 1351394.9031 | 1378422.8012 | 1405991.2572 | 1434111.0823 | 1462793.304 | 1492049.1701 | 1521890.1535 | 1552327.9565 | 1583374.5157 | 1615042.006 | 1647342.8461 | 1680289.703 | 1713895.4971 | 1748173.407 | 1783136.8752 | 1818799.6127 | 1855175.6049 | 1892279.117 | 1930124.6994 | 1968727.1934
CORVALLIS | CORVALLIS | 5000 | 1750000 |  |  |  |  | 22 | 1 | 0 | 0 | 0 | 0 | 284138.442 | 289821.2108 | 295617.6351 | 301529.9878 | 307560.5875 | 313711.7993 | 319986.0352 | 326385.756 | 332913.4711 | 339571.7405 | 346363.1753 | 353290.4388 | 360356.2476 | 367563.3725 | 374914.64 | 382412.9328 | 390061.1914 | 397862.4153 | 405819.6636 | 413936.0569 | 422214.778 | 430659.0735
CRAIG | CRAIG | 4992 | 1750000 |  |  |  |  | 22 | 1 | 0 | 0 | 0 | 0 | 284138.442 | 289821.2108 | 295617.6351 | 301529.9878 | 307560.5875 | 313711.7993 | 319986.0352 | 326385.756 | 332913.4711 | 339571.7405 | 346363.1753 | 353290.4388 | 360356.2476 | 367563.3725 | 374914.64 | 382412.9328 | 390061.1914 | 397862.4153 | 405819.6636 | 413936.0569 | 422214.778 | 430659.0735
DARBY | DARBY 1 | 6250 | 8000000 |  |  |  |  | 22 | 1 | 0 | 0 | 0 | 0 | 1298918.592 | 1324896.9638 | 1351394.9031 | 1378422.8012 | 1405991.2572 | 1434111.0823 | 1462793.304 | 1492049.1701 | 1521890.1535 | 1552327.9565 | 1583374.5157 | 1615042.006 | 1647342.8461 | 1680289.703 | 1713895.4971 | 1748173.407 | 1783136.8752 | 1818799.6127 | 1855175.6049 | 1892279.117 | 1930124.6994 | 1968727.1934
DARBY | DARBY 2 | 6250 | 8000000 |  |  |  |  | 22 | 1 | 0 | 0 | 0 | 0 | 1298918.592 | 1324896.9638 | 1351394.9031 | 1378422.8012 | 1405991.2572 | 1434111.0823 | 1462793.304 | 1492049.1701 | 1521890.1535 | 1552327.9565 | 1583374.5157 | 1615042.006 | 1647342.8461 | 1680289.703 | 1713895.4971 | 1748173.407 | 1783136.8752 | 1818799.6127 | 1855175.6049 | 1892279.117 | 1930124.6994 | 1968727.1934
DEER LODGE CITY | DEER LODGE CITY | 6000 | 8000000 |  |  |  |  | 22 | 1 | 0 | 0 | 0 | 0 | 1298918.592 | 1324896.9638 | 1351394.9031 | 1378422.8012 | 1405991.2572 | 1434111.0823 | 1462793.304 | 1492049.1701 | 1521890.1535 | 1552327.9565 | 1583374.5157 | 1615042.006 | 1647342.8461 | 1680289.703 | 1713895.4971 | 1748173.407 | 1783136.8752 | 1818799.6127 | 1855175.6049 | 1892279.117 | 1930124.6994 | 1968727.1934
DEER LODGE CITY | DEER LODGE CITY 25KV | 20000 | 8000000 |  |  |  |  | 22 | 1 | 0 | 0 | 0 | 0 | 1298918.592 | 1324896.9638 | 1351394.9031 | 1378422.8012 | 1405991.2572 | 1434111.0823 | 1462793.304 | 1492049.1701 | 1521890.1535 | 1552327.9565 | 1583374.5157 | 1615042.006 | 1647342.8461 | 1680289.703 | 1713895.4971 | 1748173.407 | 1783136.8752 | 1818799.6127 | 1855175.6049 | 1892279.117 | 1930124.6994 | 1968727.1934
DENTON | DENTON | 2500 | 1750000 |  |  |  |  | 22 | 1 | 0 | 0 | 0 | 0 | 284138.442 | 289821.2108 | 295617.6351 | 301529.9878 | 307560.5875 | 313711.7993 | 319986.0352 | 326385.756 | 332913.4711 | 339571.7405 | 346363.1753 | 353290.4388 | 360356.2476 | 367563.3725 | 374914.64 | 382412.9328 | 390061.1914 | 397862.4153 | 405819.6636 | 413936.0569 | 422214.778 | 430659.0735
DIAMOND | DIAMOND MATCH | 2500 | 1750000 |  |  |  |  | 22 | 1 | 0 | 0 | 0 | 0 | 284138.442 | 289821.2108 | 295617.6351 | 301529.9878 | 307560.5875 | 313711.7993 | 319986.0352 | 326385.756 | 332913.4711 | 339571.7405 | 346363.1753 | 353290.4388 | 360356.2476 | 367563.3725 | 374914.64 | 382412.9328 | 390061.1914 | 397862.4153 | 405819.6636 | 413936.0569 | 422214.778 | 430659.0735
DILLON | DILLON AIRPORT | 2500 | 1750000 |  |  |  |  | 22 | 1 | 0 | 0 | 0 | 0 | 284138.442 | 289821.2108 | 295617.6351 | 301529.9878 | 307560.5875 | 313711.7993 | 319986.0352 | 326385.756 | 332913.4711 | 339571.7405 | 346363.1753 | 353290.4388 | 360356.2476 | 367563.3725 | 374914.64 | 382412.9328 | 390061.1914 | 397862.4153 | 405819.6636 | 413936.0569 | 422214.778 | 430659.0735
DIVIDE | DIVIDE | 4992 | 1750000 |  |  |  |  | 22 | 1 | 0 | 0 | 0 | 0 | 284138.442 | 289821.2108 | 295617.6351 | 301529.9878 | 307560.5875 | 313711.7993 | 319986.0352 | 326385.756 | 332913.4711 | 339571.7405 | 346363.1753 | 353290.4388 | 360356.2476 | 367563.3725 | 374914.64 | 382412.9328 | 390061.1914 | 397862.4153 | 405819.6636 | 413936.0569 | 422214.778 | 430659.0735
DODSON | DODSON | 1002 | 1750000 |  |  |  |  | 22 | 1 | 0 | 0 | 0 | 0 | 284138.442 | 289821.2108 | 295617.6351 | 301529.9878 | 307560.5875 | 313711.7993 | 319986.0352 | 326385.756 | 332913.4711 | 339571.7405 | 346363.1753 | 353290.4388 | 360356.2476 | 367563.3725 | 374914.64 | 382412.9328 | 390061.1914 | 397862.4153 | 405819.6636 | 413936.0569 | 422214.778 | 430659.0735
DOWNER | DOWNER | 2500 | 1750000 |  |  |  |  | 22 | 1 | 0 | 0 | 0 | 0 | 284138.442 | 289821.2108 | 295617.6351 | 301529.9878 | 307560.5875 | 313711.7993 | 319986.0352 | 326385.756 | 332913.4711 | 339571.7405 | 346363.1753 | 353290.4388 | 360356.2476 | 367563.3725 | 374914.64 | 382412.9328 | 390061.1914 | 397862.4153 | 405819.6636 | 413936.0569 | 422214.778 | 430659.0735
DRUMMOND | DRUMMOND CITY | 6250 | 8000000 |  |  |  |  | 22 | 1 | 0 | 0 | 0 | 0 | 1298918.592 | 1324896.9638 | 1351394.9031 | 1378422.8012 | 1405991.2572 | 1434111.0823 | 1462793.304 | 1492049.1701 | 1521890.1535 | 1552327.9565 | 1583374.5157 | 1615042.006 | 1647342.8461 | 1680289.703 | 1713895.4971 | 1748173.407 | 1783136.8752 | 1818799.6127 | 1855175.6049 | 1892279.117 | 1930124.6994 | 1968727.1934
EAST BENCH | EAST BENCH | 2500 | 1750000 |  |  |  |  | 22 | 1 | 0 | 0 | 0 | 0 | 284138.442 | 289821.2108 | 295617.6351 | 301529.9878 | 307560.5875 | 313711.7993 | 319986.0352 | 326385.756 | 332913.4711 | 339571.7405 | 346363.1753 | 353290.4388 | 360356.2476 | 367563.3725 | 374914.64 | 382412.9328 | 390061.1914 | 397862.4153 | 405819.6636 | 413936.0569 | 422214.778 | 430659.0735
EAST HELENA SWYD | EAST HELENA SWYD 1 | 25000 | 20000000 |  |  |  |  | 22 | 1 | 0 | 0 | 0 | 0 | 3247296.48 | 3312242.4096 | 3378487.2578 | 3446057.0029 | 3514978.143 | 3585277.7059 | 3656983.26 | 3730122.9252 | 3804725.3837 | 3880819.8914 | 3958436.2892 | 4037605.015 | 4118357.1153 | 4200724.2576 | 4284738.7427 | 4370433.5176 | 4457842.1879 | 4546999.0317 | 4637939.0123 | 4730697.7926 | 4825311.7484 | 4921817.9834
EAST HELENA SWYD | EAST HELENA SWYD 4 | 40000 | 20000000 |  |  |  |  | 22 | 1 | 0 | 0 | 0 | 0 | 3247296.48 | 3312242.4096 | 3378487.2578 | 3446057.0029 | 3514978.143 | 3585277.7059 | 3656983.26 | 3730122.9252 | 3804725.3837 | 3880819.8914 | 3958436.2892 | 4037605.015 | 4118357.1153 | 4200724.2576 | 4284738.7427 | 4370433.5176 | 4457842.1879 | 4546999.0317 | 4637939.0123 | 4730697.7926 | 4825311.7484 | 4921817.9834
ENNIS | ENNIS | 10000 | 8000000 |  |  |  |  | 22 | 1 | 0 | 0 | 0 | 0 | 1298918.592 | 1324896.9638 | 1351394.9031 | 1378422.8012 | 1405991.2572 | 1434111.0823 | 1462793.304 | 1492049.1701 | 1521890.1535 | 1552327.9565 | 1583374.5157 | 1615042.006 | 1647342.8461 | 1680289.703 | 1713895.4971 | 1748173.407 | 1783136.8752 | 1818799.6127 | 1855175.6049 | 1892279.117 | 1930124.6994 | 1968727.1934
EUSTIS | EUSTIS | 3000 | 1750000 |  |  |  |  | 22 | 1 | 0 | 0 | 0 | 0 | 284138.442 | 289821.2108 | 295617.6351 | 301529.9878 | 307560.5875 | 313711.7993 | 319986.0352 | 326385.756 | 332913.4711 | 339571.7405 | 346363.1753 | 353290.4388 | 360356.2476 | 367563.3725 | 374914.64 | 382412.9328 | 390061.1914 | 397862.4153 | 405819.6636 | 413936.0569 | 422214.778 | 430659.0735
FAIRFIELD | FAIRFIELD | 3000 | 1750000 |  |  |  |  | 22 | 1 | 0 | 0 | 0 | 0 | 284138.442 | 289821.2108 | 295617.6351 | 301529.9878 | 307560.5875 | 313711.7993 | 319986.0352 | 326385.756 | 332913.4711 | 339571.7405 | 346363.1753 | 353290.4388 | 360356.2476 | 367563.3725 | 374914.64 | 382412.9328 | 390061.1914 | 397862.4153 | 405819.6636 | 413936.0569 | 422214.778 | 430659.0735
FAIRMONT | FAIRMONT | 5000 | 1750000 |  |  |  |  | 22 | 1 | 0 | 0 | 0 | 0 | 284138.442 | 289821.2108 | 295617.6351 | 301529.9878 | 307560.5875 | 313711.7993 | 319986.0352 | 326385.756 | 332913.4711 | 339571.7405 | 346363.1753 | 353290.4388 | 360356.2476 | 367563.3725 | 374914.64 | 382412.9328 | 390061.1914 | 397862.4153 | 405819.6636 | 413936.0569 | 422214.778 | 430659.0735
FLORENCE | FLORENCE | 2500 | 1750000 |  |  |  |  | 22 | 1 | 0 | 0 | 0 | 0 | 284138.442 | 289821.2108 | 295617.6351 | 301529.9878 | 307560.5875 | 313711.7993 | 319986.0352 | 326385.756 | 332913.4711 | 339571.7405 | 346363.1753 | 353290.4388 | 360356.2476 | 367563.3725 | 374914.64 | 382412.9328 | 390061.1914 | 397862.4153 | 405819.6636 | 413936.0569 | 422214.778 | 430659.0735
FORT BELKNAP | FORT BELKNAP | 2496 | 1750000 |  |  |  |  | 22 | 1 | 0 | 0 | 0 | 0 | 284138.442 | 289821.2108 | 295617.6351 | 301529.9878 | 307560.5875 | 313711.7993 | 319986.0352 | 326385.756 | 332913.4711 | 339571.7405 | 346363.1753 | 353290.4388 | 360356.2476 | 367563.3725 | 374914.64 | 382412.9328 | 390061.1914 | 397862.4153 | 405819.6636 | 413936.0569 | 422214.778 | 430659.0735
FORT BENTON | FORT BENTON BNK 1 | 5000 | 1750000 |  |  |  |  | 22 | 1 | 0 | 0 | 0 | 0 | 284138.442 | 289821.2108 | 295617.6351 | 301529.9878 | 307560.5875 | 313711.7993 | 319986.0352 | 326385.756 | 332913.4711 | 339571.7405 | 346363.1753 | 353290.4388 | 360356.2476 | 367563.3725 | 374914.64 | 382412.9328 | 390061.1914 | 397862.4153 | 405819.6636 | 413936.0569 | 422214.778 | 430659.0735
FORT BENTON | FORT BENTON BNK 2 | 6250 | 8000000 |  |  |  |  | 22 | 1 | 0 | 0 | 0 | 0 | 1298918.592 | 1324896.9638 | 1351394.9031 | 1378422.8012 | 1405991.2572 | 1434111.0823 | 1462793.304 | 1492049.1701 | 1521890.1535 | 1552327.9565 | 1583374.5157 | 1615042.006 | 1647342.8461 | 1680289.703 | 1713895.4971 | 1748173.407 | 1783136.8752 | 1818799.6127 | 1855175.6049 | 1892279.117 | 1930124.6994 | 1968727.1934
FROMBERG | FROMBERG | 2500 | 1750000 |  |  |  |  | 22 | 1 | 0 | 0 | 0 | 0 | 284138.442 | 289821.2108 | 295617.6351 | 301529.9878 | 307560.5875 | 313711.7993 | 319986.0352 | 326385.756 | 332913.4711 | 339571.7405 | 346363.1753 | 353290.4388 | 360356.2476 | 367563.3725 | 374914.64 | 382412.9328 | 390061.1914 | 397862.4153 | 405819.6636 | 413936.0569 | 422214.778 | 430659.0735
GAGE | GAGE | 2333 | 1750000 |  |  |  |  | 22 | 1 | 0 | 0 | 0 | 0 | 284138.442 | 289821.2108 | 295617.6351 | 301529.9878 | 307560.5875 | 313711.7993 | 319986.0352 | 326385.756 | 332913.4711 | 339571.7405 | 346363.1753 | 353290.4388 | 360356.2476 | 367563.3725 | 374914.64 | 382412.9328 | 390061.1914 | 397862.4153 | 405819.6636 | 413936.0569 | 422214.778 | 430659.0735
GARDINER | GARDINER | 5000 | 1750000 |  |  |  |  | 22 | 1 | 0 | 0 | 0 | 0 | 284138.442 | 289821.2108 | 295617.6351 | 301529.9878 | 307560.5875 | 313711.7993 | 319986.0352 | 326385.756 | 332913.4711 | 339571.7405 | 346363.1753 | 353290.4388 | 360356.2476 | 367563.3725 | 374914.64 | 382412.9328 | 390061.1914 | 397862.4153 | 405819.6636 | 413936.0569 | 422214.778 | 430659.0735
GERALDINE | GERALDINE | 1998 | 1750000 |  |  |  |  | 22 | 1 | 0 | 0 | 0 | 0 | 284138.442 | 289821.2108 | 295617.6351 | 301529.9878 | 307560.5875 | 313711.7993 | 319986.0352 | 326385.756 | 332913.4711 | 339571.7405 | 346363.1753 | 353290.4388 | 360356.2476 | 367563.3725 | 374914.64 | 382412.9328 | 390061.1914 | 397862.4153 | 405819.6636 | 413936.0569 | 422214.778 | 430659.0735
GILDFORD | GILDFORD | 500 | 500000 |  |  |  |  | 22 | 1 | 0 | 0 | 0 | 0 | 81182.412 | 82806.0602 | 84462.1814 | 86151.4251 | 87874.4536 | 89631.9426 | 91424.5815 | 93253.0731 | 95118.1346 | 97020.4973 | 98960.9072 | 100940.1254 | 102958.9279 | 105018.1064 | 107118.4686 | 109260.8379 | 111446.0547 | 113674.9758 | 115948.4753 | 118267.4448 | 120632.7937 | 123045.4496
GLASGOW | GLASGOW EASTSIDE | 6250 | 8000000 |  |  |  |  | 22 | 1 | 0 | 0 | 0 | 0 | 1298918.592 | 1324896.9638 | 1351394.9031 | 1378422.8012 | 1405991.2572 | 1434111.0823 | 1462793.304 | 1492049.1701 | 1521890.1535 | 1552327.9565 | 1583374.5157 | 1615042.006 | 1647342.8461 | 1680289.703 | 1713895.4971 | 1748173.407 | 1783136.8752 | 1818799.6127 | 1855175.6049 | 1892279.117 | 1930124.6994 | 1968727.1934
GLASGOW WESTSIDE | GLASGOW WESTSIDE #1 | 6250 | 8000000 |  |  |  |  | 22 | 1 | 0 | 0 | 0 | 0 | 1298918.592 | 1324896.9638 | 1351394.9031 | 1378422.8012 | 1405991.2572 | 1434111.0823 | 1462793.304 | 1492049.1701 | 1521890.1535 | 1552327.9565 | 1583374.5157 | 1615042.006 | 1647342.8461 | 1680289.703 | 1713895.4971 | 1748173.407 | 1783136.8752 | 1818799.6127 | 1855175.6049 | 1892279.117 | 1930124.6994 | 1968727.1934
GLASGOW WESTSIDE | GLASGOW WESTSIDE #2 | 6250 | 8000000 |  |  |  |  | 22 | 1 | 0 | 0 | 0 | 0 | 1298918.592 | 1324896.9638 | 1351394.9031 | 1378422.8012 | 1405991.2572 | 1434111.0823 | 1462793.304 | 1492049.1701 | 1521890.1535 | 1552327.9565 | 1583374.5157 | 1615042.006 | 1647342.8461 | 1680289.703 | 1713895.4971 | 1748173.407 | 1783136.8752 | 1818799.6127 | 1855175.6049 | 1892279.117 | 1930124.6994 | 1968727.1934
GREAT FALLS CITY | GREAT FALLS CITY (NORTH BANK) | 20000 | 8000000 |  |  |  |  | 22 | 1 | 0 | 0 | 0 | 0 | 1298918.592 | 1324896.9638 | 1351394.9031 | 1378422.8012 | 1405991.2572 | 1434111.0823 | 1462793.304 | 1492049.1701 | 1521890.1535 | 1552327.9565 | 1583374.5157 | 1615042.006 | 1647342.8461 | 1680289.703 | 1713895.4971 | 1748173.407 | 1783136.8752 | 1818799.6127 | 1855175.6049 | 1892279.117 | 1930124.6994 | 1968727.1934
GREAT FALLS CITY | GREAT FALLS CITY (SOUTH BANK) | 40000 | 20000000 |  |  |  |  | 22 | 1 | 0 | 0 | 0 | 0 | 3247296.48 | 3312242.4096 | 3378487.2578 | 3446057.0029 | 3514978.143 | 3585277.7059 | 3656983.26 | 3730122.9252 | 3804725.3837 | 3880819.8914 | 3958436.2892 | 4037605.015 | 4118357.1153 | 4200724.2576 | 4284738.7427 | 4370433.5176 | 4457842.1879 | 4546999.0317 | 4637939.0123 | 4730697.7926 | 4825311.7484 | 4921817.9834
GREAT FALLS EASTSIDE | GREAT FALLS EASTSIDE 1 | 25000 | 20000000 |  |  |  |  | 22 | 1 | 0 | 0 | 0 | 0 | 3247296.48 | 3312242.4096 | 3378487.2578 | 3446057.0029 | 3514978.143 | 3585277.7059 | 3656983.26 | 3730122.9252 | 3804725.3837 | 3880819.8914 | 3958436.2892 | 4037605.015 | 4118357.1153 | 4200724.2576 | 4284738.7427 | 4370433.5176 | 4457842.1879 | 4546999.0317 | 4637939.0123 | 4730697.7926 | 4825311.7484 | 4921817.9834
GREAT FALLS EASTSIDE | GREAT FALLS EASTSIDE 2 | 12500 | 8000000 |  |  |  |  | 22 | 1 | 0 | 0 | 0 | 0 | 1298918.592 | 1324896.9638 | 1351394.9031 | 1378422.8012 | 1405991.2572 | 1434111.0823 | 1462793.304 | 1492049.1701 | 1521890.1535 | 1552327.9565 | 1583374.5157 | 1615042.006 | 1647342.8461 | 1680289.703 | 1713895.4971 | 1748173.407 | 1783136.8752 | 1818799.6127 | 1855175.6049 | 1892279.117 | 1930124.6994 | 1968727.1934
GREAT FALLS NORTHEAST | GREAT FALLS NORTHEAST | 20000 | 8000000 |  |  |  |  | 22 | 1 | 0 | 0 | 0 | 0 | 1298918.592 | 1324896.9638 | 1351394.9031 | 1378422.8012 | 1405991.2572 | 1434111.0823 | 1462793.304 | 1492049.1701 | 1521890.1535 | 1552327.9565 | 1583374.5157 | 1615042.006 | 1647342.8461 | 1680289.703 | 1713895.4971 | 1748173.407 | 1783136.8752 | 1818799.6127 | 1855175.6049 | 1892279.117 | 1930124.6994 | 1968727.1934
GREAT FALLS NORTHWEST | GREAT FALLS NORTHWEST (EAST BANK) | 20000 | 8000000 |  |  |  |  | 22 | 1 | 0 | 0 | 0 | 0 | 1298918.592 | 1324896.9638 | 1351394.9031 | 1378422.8012 | 1405991.2572 | 1434111.0823 | 1462793.304 | 1492049.1701 | 1521890.1535 | 1552327.9565 | 1583374.5157 | 1615042.006 | 1647342.8461 | 1680289.703 | 1713895.4971 | 1748173.407 | 1783136.8752 | 1818799.6127 | 1855175.6049 | 1892279.117 | 1930124.6994 | 1968727.1934
GREAT FALLS NORTHWEST | GREAT FALLS NORTHWEST (WEST BANK) | 20000 | 8000000 |  |  |  |  | 22 | 1 | 0 | 0 | 0 | 0 | 1298918.592 | 1324896.9638 | 1351394.9031 | 1378422.8012 | 1405991.2572 | 1434111.0823 | 1462793.304 | 1492049.1701 | 1521890.1535 | 1552327.9565 | 1583374.5157 | 1615042.006 | 1647342.8461 | 1680289.703 | 1713895.4971 | 1748173.407 | 1783136.8752 | 1818799.6127 | 1855175.6049 | 1892279.117 | 1930124.6994 | 1968727.1934
GREAT FALLS RIVERVIEW | GREAT FALLS RIVERVIEW #1 | 20000 | 8000000 |  |  |  |  | 22 | 1 | 0 | 0 | 0 | 0 | 1298918.592 | 1324896.9638 | 1351394.9031 | 1378422.8012 | 1405991.2572 | 1434111.0823 | 1462793.304 | 1492049.1701 | 1521890.1535 | 1552327.9565 | 1583374.5157 | 1615042.006 | 1647342.8461 | 1680289.703 | 1713895.4971 | 1748173.407 | 1783136.8752 | 1818799.6127 | 1855175.6049 | 1892279.117 | 1930124.6994 | 1968727.1934
GREAT FALLS RIVERVIEW | GREAT FALLS RIVERVIEW #2 | 25000 | 20000000 |  |  |  |  | 22 | 1 | 0 | 0 | 0 | 0 | 3247296.48 | 3312242.4096 | 3378487.2578 | 3446057.0029 | 3514978.143 | 3585277.7059 | 3656983.26 | 3730122.9252 | 3804725.3837 | 3880819.8914 | 3958436.2892 | 4037605.015 | 4118357.1153 | 4200724.2576 | 4284738.7427 | 4370433.5176 | 4457842.1879 | 4546999.0317 | 4637939.0123 | 4730697.7926 | 4825311.7484 | 4921817.9834
GREAT FALLS SOUTHEAST | GREAT FALLS SOUTHEAST | 42000 | 20000000 |  |  |  |  | 22 | 1 | 0 | 0 | 0 | 0 | 3247296.48 | 3312242.4096 | 3378487.2578 | 3446057.0029 | 3514978.143 | 3585277.7059 | 3656983.26 | 3730122.9252 | 3804725.3837 | 3880819.8914 | 3958436.2892 | 4037605.015 | 4118357.1153 | 4200724.2576 | 4284738.7427 | 4370433.5176 | 4457842.1879 | 4546999.0317 | 4637939.0123 | 4730697.7926 | 4825311.7484 | 4921817.9834
GREAT FALLS SOUTHWEST | GREAT FALLS SOUTHWEST | 20000 | 8000000 |  |  |  |  | 22 | 1 | 0 | 0 | 0 | 0 | 1298918.592 | 1324896.9638 | 1351394.9031 | 1378422.8012 | 1405991.2572 | 1434111.0823 | 1462793.304 | 1492049.1701 | 1521890.1535 | 1552327.9565 | 1583374.5157 | 1615042.006 | 1647342.8461 | 1680289.703 | 1713895.4971 | 1748173.407 | 1783136.8752 | 1818799.6127 | 1855175.6049 | 1892279.117 | 1930124.6994 | 1968727.1934
GREY | GREY CLIFF | 1800 | 1750000 |  |  |  |  | 22 | 1 | 0 | 0 | 0 | 0 | 284138.442 | 289821.2108 | 295617.6351 | 301529.9878 | 307560.5875 | 313711.7993 | 319986.0352 | 326385.756 | 332913.4711 | 339571.7405 | 346363.1753 | 353290.4388 | 360356.2476 | 367563.3725 | 374914.64 | 382412.9328 | 390061.1914 | 397862.4153 | 405819.6636 | 413936.0569 | 422214.778 | 430659.0735
GRIZZLY | GRIZZLY PEAK | 5000 | 1750000 |  |  |  |  | 22 | 1 | 0 | 0 | 0 | 0 | 284138.442 | 289821.2108 | 295617.6351 | 301529.9878 | 307560.5875 | 313711.7993 | 319986.0352 | 326385.756 | 332913.4711 | 339571.7405 | 346363.1753 | 353290.4388 | 360356.2476 | 367563.3725 | 374914.64 | 382412.9328 | 390061.1914 | 397862.4153 | 405819.6636 | 413936.0569 | 422214.778 | 430659.0735
HAMILTON SOUTHSIDE | HAMILTON SOUTHSIDE 1 | 20000 | 8000000 |  |  |  |  | 22 | 1 | 0 | 0 | 0 | 0 | 1298918.592 | 1324896.9638 | 1351394.9031 | 1378422.8012 | 1405991.2572 | 1434111.0823 | 1462793.304 | 1492049.1701 | 1521890.1535 | 1552327.9565 | 1583374.5157 | 1615042.006 | 1647342.8461 | 1680289.703 | 1713895.4971 | 1748173.407 | 1783136.8752 | 1818799.6127 | 1855175.6049 | 1892279.117 | 1930124.6994 | 1968727.1934
HAMILTON SOUTHSIDE | HAMILTON SOUTHSIDE 2 | 20000 | 8000000 |  |  |  |  | 22 | 1 | 0 | 0 | 0 | 0 | 1298918.592 | 1324896.9638 | 1351394.9031 | 1378422.8012 | 1405991.2572 | 1434111.0823 | 1462793.304 | 1492049.1701 | 1521890.1535 | 1552327.9565 | 1583374.5157 | 1615042.006 | 1647342.8461 | 1680289.703 | 1713895.4971 | 1748173.407 | 1783136.8752 | 1818799.6127 | 1855175.6049 | 1892279.117 | 1930124.6994 | 1968727.1934
HARDIN | HARDIN CITY | 20000 | 8000000 |  |  |  |  | 22 | 1 | 0 | 0 | 0 | 0 | 1298918.592 | 1324896.9638 | 1351394.9031 | 1378422.8012 | 1405991.2572 | 1434111.0823 | 1462793.304 | 1492049.1701 | 1521890.1535 | 1552327.9565 | 1583374.5157 | 1615042.006 | 1647342.8461 | 1680289.703 | 1713895.4971 | 1748173.407 | 1783136.8752 | 1818799.6127 | 1855175.6049 | 1892279.117 | 1930124.6994 | 1968727.1934
HARLEM | HARLEM | 5600 | 8000000 |  |  |  |  | 22 | 1 | 0 | 0 | 0 | 0 | 1298918.592 | 1324896.9638 | 1351394.9031 | 1378422.8012 | 1405991.2572 | 1434111.0823 | 1462793.304 | 1492049.1701 | 1521890.1535 | 1552327.9565 | 1583374.5157 | 1615042.006 | 1647342.8461 | 1680289.703 | 1713895.4971 | 1748173.407 | 1783136.8752 | 1818799.6127 | 1855175.6049 | 1892279.117 | 1930124.6994 | 1968727.1934
HARLOWTON | HARLOWTON | 2500 | 1750000 |  |  |  |  | 22 | 1 | 0 | 0 | 0 | 0 | 284138.442 | 289821.2108 | 295617.6351 | 301529.9878 | 307560.5875 | 313711.7993 | 319986.0352 | 326385.756 | 332913.4711 | 339571.7405 | 346363.1753 | 353290.4388 | 360356.2476 | 367563.3725 | 374914.64 | 382412.9328 | 390061.1914 | 397862.4153 | 405819.6636 | 413936.0569 | 422214.778 | 430659.0735
HARRISON | HARRISON - PONY | 2496 | 1750000 |  |  |  |  | 22 | 1 | 0 | 0 | 0 | 0 | 284138.442 | 289821.2108 | 295617.6351 | 301529.9878 | 307560.5875 | 313711.7993 | 319986.0352 | 326385.756 | 332913.4711 | 339571.7405 | 346363.1753 | 353290.4388 | 360356.2476 | 367563.3725 | 374914.64 | 382412.9328 | 390061.1914 | 397862.4153 | 405819.6636 | 413936.0569 | 422214.778 | 430659.0735
HAUGAN | HAUGAN | 1500 | 1750000 |  |  |  |  | 22 | 1 | 0 | 0 | 0 | 0 | 284138.442 | 289821.2108 | 295617.6351 | 301529.9878 | 307560.5875 | 313711.7993 | 319986.0352 | 326385.756 | 332913.4711 | 339571.7405 | 346363.1753 | 353290.4388 | 360356.2476 | 367563.3725 | 374914.64 | 382412.9328 | 390061.1914 | 397862.4153 | 405819.6636 | 413936.0569 | 422214.778 | 430659.0735
HAUSER | HAUSER DIST | 4998 | 1750000 |  |  |  |  | 22 | 1 | 0 | 0 | 0 | 0 | 284138.442 | 289821.2108 | 295617.6351 | 301529.9878 | 307560.5875 | 313711.7993 | 319986.0352 | 326385.756 | 332913.4711 | 339571.7405 | 346363.1753 | 353290.4388 | 360356.2476 | 367563.3725 | 374914.64 | 382412.9328 | 390061.1914 | 397862.4153 | 405819.6636 | 413936.0569 | 422214.778 | 430659.0735
HAVRE CITY | HAVRE CITY | 9375 | 8000000 |  |  |  |  | 22 | 1 | 0 | 0 | 0 | 0 | 1298918.592 | 1324896.9638 | 1351394.9031 | 1378422.8012 | 1405991.2572 | 1434111.0823 | 1462793.304 | 1492049.1701 | 1521890.1535 | 1552327.9565 | 1583374.5157 | 1615042.006 | 1647342.8461 | 1680289.703 | 1713895.4971 | 1748173.407 | 1783136.8752 | 1818799.6127 | 1855175.6049 | 1892279.117 | 1930124.6994 | 1968727.1934
HAVRE CITY | HAVRE CITY EAST BANK 1 | 6250 | 8000000 |  |  |  |  | 22 | 1 | 0 | 0 | 0 | 0 | 1298918.592 | 1324896.9638 | 1351394.9031 | 1378422.8012 | 1405991.2572 | 1434111.0823 | 1462793.304 | 1492049.1701 | 1521890.1535 | 1552327.9565 | 1583374.5157 | 1615042.006 | 1647342.8461 | 1680289.703 | 1713895.4971 | 1748173.407 | 1783136.8752 | 1818799.6127 | 1855175.6049 | 1892279.117 | 1930124.6994 | 1968727.1934
HAVRE CITY | HAVRE CITY WEST BANK 3 | 6250 | 8000000 |  |  |  |  | 22 | 1 | 0 | 0 | 0 | 0 | 1298918.592 | 1324896.9638 | 1351394.9031 | 1378422.8012 | 1405991.2572 | 1434111.0823 | 1462793.304 | 1492049.1701 | 1521890.1535 | 1552327.9565 | 1583374.5157 | 1615042.006 | 1647342.8461 | 1680289.703 | 1713895.4971 | 1748173.407 | 1783136.8752 | 1818799.6127 | 1855175.6049 | 1892279.117 | 1930124.6994 | 1968727.1934
HAVRE EASTSIDE | HAVRE EASTSIDE | 12500 | 8000000 |  |  |  |  | 22 | 1 | 0 | 0 | 0 | 0 | 1298918.592 | 1324896.9638 | 1351394.9031 | 1378422.8012 | 1405991.2572 | 1434111.0823 | 1462793.304 | 1492049.1701 | 1521890.1535 | 1552327.9565 | 1583374.5157 | 1615042.006 | 1647342.8461 | 1680289.703 | 1713895.4971 | 1748173.407 | 1783136.8752 | 1818799.6127 | 1855175.6049 | 1892279.117 | 1930124.6994 | 1968727.1934
HAVRE HIGHLAND | HAVRE HIGHLAND PARK | 10500 | 8000000 |  |  |  |  | 22 | 1 | 0 | 0 | 0 | 0 | 1298918.592 | 1324896.9638 | 1351394.9031 | 1378422.8012 | 1405991.2572 | 1434111.0823 | 1462793.304 | 1492049.1701 | 1521890.1535 | 1552327.9565 | 1583374.5157 | 1615042.006 | 1647342.8461 | 1680289.703 | 1713895.4971 | 1748173.407 | 1783136.8752 | 1818799.6127 | 1855175.6049 | 1892279.117 | 1930124.6994 | 1968727.1934
HELENA EASTSIDE | HELENA EASTSIDE 1 | 20000 | 8000000 |  |  |  |  | 22 | 1 | 0 | 0 | 0 | 0 | 1298918.592 | 1324896.9638 | 1351394.9031 | 1378422.8012 | 1405991.2572 | 1434111.0823 | 1462793.304 | 1492049.1701 | 1521890.1535 | 1552327.9565 | 1583374.5157 | 1615042.006 | 1647342.8461 | 1680289.703 | 1713895.4971 | 1748173.407 | 1783136.8752 | 1818799.6127 | 1855175.6049 | 1892279.117 | 1930124.6994 | 1968727.1934
HELENA GOLF COURSE | HELENA GOLF COURSE 1 | 20000 | 8000000 |  |  |  |  | 22 | 1 | 0 | 0 | 0 | 0 | 1298918.592 | 1324896.9638 | 1351394.9031 | 1378422.8012 | 1405991.2572 | 1434111.0823 | 1462793.304 | 1492049.1701 | 1521890.1535 | 1552327.9565 | 1583374.5157 | 1615042.006 | 1647342.8461 | 1680289.703 | 1713895.4971 | 1748173.407 | 1783136.8752 | 1818799.6127 | 1855175.6049 | 1892279.117 | 1930124.6994 | 1968727.1934
HELENA GOLF COURSE | HELENA GOLF COURSE 2 | 42000 | 20000000 |  |  |  |  | 22 | 1 | 0 | 0 | 0 | 0 | 3247296.48 | 3312242.4096 | 3378487.2578 | 3446057.0029 | 3514978.143 | 3585277.7059 | 3656983.26 | 3730122.9252 | 3804725.3837 | 3880819.8914 | 3958436.2892 | 4037605.015 | 4118357.1153 | 4200724.2576 | 4284738.7427 | 4370433.5176 | 4457842.1879 | 4546999.0317 | 4637939.0123 | 4730697.7926 | 4825311.7484 | 4921817.9834
HELENA SOUTHSIDE | HELENA SOUTHSIDE 1 | 20000 | 8000000 |  |  |  |  | 22 | 1 | 0 | 0 | 0 | 0 | 1298918.592 | 1324896.9638 | 1351394.9031 | 1378422.8012 | 1405991.2572 | 1434111.0823 | 1462793.304 | 1492049.1701 | 1521890.1535 | 1552327.9565 | 1583374.5157 | 1615042.006 | 1647342.8461 | 1680289.703 | 1713895.4971 | 1748173.407 | 1783136.8752 | 1818799.6127 | 1855175.6049 | 1892279.117 | 1930124.6994 | 1968727.1934
HELENA SOUTHSIDE | HELENA SOUTHSIDE 2 | 20000 | 8000000 |  |  |  |  | 22 | 1 | 0 | 0 | 0 | 0 | 1298918.592 | 1324896.9638 | 1351394.9031 | 1378422.8012 | 1405991.2572 | 1434111.0823 | 1462793.304 | 1492049.1701 | 1521890.1535 | 1552327.9565 | 1583374.5157 | 1615042.006 | 1647342.8461 | 1680289.703 | 1713895.4971 | 1748173.407 | 1783136.8752 | 1818799.6127 | 1855175.6049 | 1892279.117 | 1930124.6994 | 1968727.1934
HELENA VALLEY | HELENA VALLEY 1 | 25000 | 20000000 |  |  |  |  | 22 | 1 | 0 | 0 | 0 | 0 | 3247296.48 | 3312242.4096 | 3378487.2578 | 3446057.0029 | 3514978.143 | 3585277.7059 | 3656983.26 | 3730122.9252 | 3804725.3837 | 3880819.8914 | 3958436.2892 | 4037605.015 | 4118357.1153 | 4200724.2576 | 4284738.7427 | 4370433.5176 | 4457842.1879 | 4546999.0317 | 4637939.0123 | 4730697.7926 | 4825311.7484 | 4921817.9834
HELENA VALLEY | HELENA VALLEY 2 | 20000 | 8000000 |  |  |  |  | 22 | 1 | 0 | 0 | 0 | 0 | 1298918.592 | 1324896.9638 | 1351394.9031 | 1378422.8012 | 1405991.2572 | 1434111.0823 | 1462793.304 | 1492049.1701 | 1521890.1535 | 1552327.9565 | 1583374.5157 | 1615042.006 | 1647342.8461 | 1680289.703 | 1713895.4971 | 1748173.407 | 1783136.8752 | 1818799.6127 | 1855175.6049 | 1892279.117 | 1930124.6994 | 1968727.1934
HELENA WESTSIDE | HELENA WESTSIDE 1 | 6240 | 8000000 |  |  |  |  | 22 | 1 | 0 | 0 | 0 | 0 | 1298918.592 | 1324896.9638 | 1351394.9031 | 1378422.8012 | 1405991.2572 | 1434111.0823 | 1462793.304 | 1492049.1701 | 1521890.1535 | 1552327.9565 | 1583374.5157 | 1615042.006 | 1647342.8461 | 1680289.703 | 1713895.4971 | 1748173.407 | 1783136.8752 | 1818799.6127 | 1855175.6049 | 1892279.117 | 1930124.6994 | 1968727.1934
HELENA WESTSIDE | HELENA WESTSIDE 2 | 25000 | 20000000 |  |  |  |  | 22 | 1 | 0 | 0 | 0 | 0 | 3247296.48 | 3312242.4096 | 3378487.2578 | 3446057.0029 | 3514978.143 | 3585277.7059 | 3656983.26 | 3730122.9252 | 3804725.3837 | 3880819.8914 | 3958436.2892 | 4037605.015 | 4118357.1153 | 4200724.2576 | 4284738.7427 | 4370433.5176 | 4457842.1879 | 4546999.0317 | 4637939.0123 | 4730697.7926 | 4825311.7484 | 4921817.9834
HELENA WESTSIDE | HELENA WESTSIDE 3 | 12500 | 8000000 |  |  |  |  | 22 | 1 | 0 | 0 | 0 | 0 | 1298918.592 | 1324896.9638 | 1351394.9031 | 1378422.8012 | 1405991.2572 | 1434111.0823 | 1462793.304 | 1492049.1701 | 1521890.1535 | 1552327.9565 | 1583374.5157 | 1615042.006 | 1647342.8461 | 1680289.703 | 1713895.4971 | 1748173.407 | 1783136.8752 | 1818799.6127 | 1855175.6049 | 1892279.117 | 1930124.6994 | 1968727.1934
HILLVIEW | HILLVIEW HEIGHTS #5 | 20000 | 8000000 |  |  |  |  | 22 | 1 | 0 | 0 | 0 | 0 | 1298918.592 | 1324896.9638 | 1351394.9031 | 1378422.8012 | 1405991.2572 | 1434111.0823 | 1462793.304 | 1492049.1701 | 1521890.1535 | 1552327.9565 | 1583374.5157 | 1615042.006 | 1647342.8461 | 1680289.703 | 1713895.4971 | 1748173.407 | 1783136.8752 | 1818799.6127 | 1855175.6049 | 1892279.117 | 1930124.6994 | 1968727.1934
HINGHAM | HINGHAM | 1000 | 500000 |  |  |  |  | 22 | 1 | 0 | 0 | 0 | 0 | 81182.412 | 82806.0602 | 84462.1814 | 86151.4251 | 87874.4536 | 89631.9426 | 91424.5815 | 93253.0731 | 95118.1346 | 97020.4973 | 98960.9072 | 100940.1254 | 102958.9279 | 105018.1064 | 107118.4686 | 109260.8379 | 111446.0547 | 113674.9758 | 115948.4753 | 118267.4448 | 120632.7937 | 123045.4496
HINSDALE | HINSDALE | 600 | 500000 |  |  |  |  | 22 | 1 | 0 | 0 | 0 | 0 | 81182.412 | 82806.0602 | 84462.1814 | 86151.4251 | 87874.4536 | 89631.9426 | 91424.5815 | 93253.0731 | 95118.1346 | 97020.4973 | 98960.9072 | 100940.1254 | 102958.9279 | 105018.1064 | 107118.4686 | 109260.8379 | 111446.0547 | 113674.9758 | 115948.4753 | 118267.4448 | 120632.7937 | 123045.4496
INDUSTRIAL SUB #3 | INDUSTRIAL SUB #3 - BANK 1 | 20000 | 8000000 |  |  |  |  | 22 | 1 | 0 | 0 | 0 | 0 | 1298918.592 | 1324896.9638 | 1351394.9031 | 1378422.8012 | 1405991.2572 | 1434111.0823 | 1462793.304 | 1492049.1701 | 1521890.1535 | 1552327.9565 | 1583374.5157 | 1615042.006 | 1647342.8461 | 1680289.703 | 1713895.4971 | 1748173.407 | 1783136.8752 | 1818799.6127 | 1855175.6049 | 1892279.117 | 1930124.6994 | 1968727.1934
INDUSTRIAL SUB #3 | INDUSTRIAL SUB #3 - BANK 2 | 20000 | 8000000 |  |  |  |  | 22 | 1 | 0 | 0 | 0 | 0 | 1298918.592 | 1324896.9638 | 1351394.9031 | 1378422.8012 | 1405991.2572 | 1434111.0823 | 1462793.304 | 1492049.1701 | 1521890.1535 | 1552327.9565 | 1583374.5157 | 1615042.006 | 1647342.8461 | 1680289.703 | 1713895.4971 | 1748173.407 | 1783136.8752 | 1818799.6127 | 1855175.6049 | 1892279.117 | 1930124.6994 | 1968727.1934
INDUSTRIAL SUB #3 | INDUSTRIAL SUB #3 - BANK 3 | 20000 | 8000000 |  |  |  |  | 22 | 1 | 0 | 0 | 0 | 0 | 1298918.592 | 1324896.9638 | 1351394.9031 | 1378422.8012 | 1405991.2572 | 1434111.0823 | 1462793.304 | 1492049.1701 | 1521890.1535 | 1552327.9565 | 1583374.5157 | 1615042.006 | 1647342.8461 | 1680289.703 | 1713895.4971 | 1748173.407 | 1783136.8752 | 1818799.6127 | 1855175.6049 | 1892279.117 | 1930124.6994 | 1968727.1934
INVERNESS | INVERNESS | 1500 | 1750000 |  |  |  |  | 22 | 1 | 0 | 0 | 0 | 0 | 284138.442 | 289821.2108 | 295617.6351 | 301529.9878 | 307560.5875 | 313711.7993 | 319986.0352 | 326385.756 | 332913.4711 | 339571.7405 | 346363.1753 | 353290.4388 | 360356.2476 | 367563.3725 | 374914.64 | 382412.9328 | 390061.1914 | 397862.4153 | 405819.6636 | 413936.0569 | 422214.778 | 430659.0735
IVANHOE | IVANHOE | 1800 | 1750000 |  |  |  |  | 22 | 1 | 0 | 0 | 0 | 0 | 284138.442 | 289821.2108 | 295617.6351 | 301529.9878 | 307560.5875 | 313711.7993 | 319986.0352 | 326385.756 | 332913.4711 | 339571.7405 | 346363.1753 | 353290.4388 | 360356.2476 | 367563.3725 | 374914.64 | 382412.9328 | 390061.1914 | 397862.4153 | 405819.6636 | 413936.0569 | 422214.778 | 430659.0735
JACKRABBIT | JACK RABBIT 3 | 22400 | 20000000 |  |  |  |  | 22 | 1 | 0 | 0 | 0 | 0 | 3247296.48 | 3312242.4096 | 3378487.2578 | 3446057.0029 | 3514978.143 | 3585277.7059 | 3656983.26 | 3730122.9252 | 3804725.3837 | 3880819.8914 | 3958436.2892 | 4037605.015 | 4118357.1153 | 4200724.2576 | 4284738.7427 | 4370433.5176 | 4457842.1879 | 4546999.0317 | 4637939.0123 | 4730697.7926 | 4825311.7484 | 4921817.9834
JIM | JIM COULEE | 5000 | 1750000 |  |  |  |  | 22 | 1 | 0 | 0 | 0 | 0 | 284138.442 | 289821.2108 | 295617.6351 | 301529.9878 | 307560.5875 | 313711.7993 | 319986.0352 | 326385.756 | 332913.4711 | 339571.7405 | 346363.1753 | 353290.4388 | 360356.2476 | 367563.3725 | 374914.64 | 382412.9328 | 390061.1914 | 397862.4153 | 405819.6636 | 413936.0569 | 422214.778 | 430659.0735
JOPLIN | JOPLIN | 750 | 500000 |  |  |  |  | 22 | 1 | 0 | 0 | 0 | 0 | 81182.412 | 82806.0602 | 84462.1814 | 86151.4251 | 87874.4536 | 89631.9426 | 91424.5815 | 93253.0731 | 95118.1346 | 97020.4973 | 98960.9072 | 100940.1254 | 102958.9279 | 105018.1064 | 107118.4686 | 109260.8379 | 111446.0547 | 113674.9758 | 115948.4753 | 118267.4448 | 120632.7937 | 123045.4496
KINGSHILL | KINGSHILL | 600 | 500000 |  |  |  |  | 22 | 1 | 0 | 0 | 0 | 0 | 81182.412 | 82806.0602 | 84462.1814 | 86151.4251 | 87874.4536 | 89631.9426 | 91424.5815 | 93253.0731 | 95118.1346 | 97020.4973 | 98960.9072 | 100940.1254 | 102958.9279 | 105018.1064 | 107118.4686 | 109260.8379 | 111446.0547 | 113674.9758 | 115948.4753 | 118267.4448 | 120632.7937 | 123045.4496
KREMLIN | KREMLIN | 600 | 500000 |  |  |  |  | 22 | 1 | 0 | 0 | 0 | 0 | 81182.412 | 82806.0602 | 84462.1814 | 86151.4251 | 87874.4536 | 89631.9426 | 91424.5815 | 93253.0731 | 95118.1346 | 97020.4973 | 98960.9072 | 100940.1254 | 102958.9279 | 105018.1064 | 107118.4686 | 109260.8379 | 111446.0547 | 113674.9758 | 115948.4753 | 118267.4448 | 120632.7937 | 123045.4496
LADUKE | LADUKE | 2500 | 1750000 |  |  |  |  | 22 | 1 | 0 | 0 | 0 | 0 | 284138.442 | 289821.2108 | 295617.6351 | 301529.9878 | 307560.5875 | 313711.7993 | 319986.0352 | 326385.756 | 332913.4711 | 339571.7405 | 346363.1753 | 353290.4388 | 360356.2476 | 367563.3725 | 374914.64 | 382412.9328 | 390061.1914 | 397862.4153 | 405819.6636 | 413936.0569 | 422214.778 | 430659.0735
LANDERS | LANDERS FORK | 12504 | 8000000 |  |  |  |  | 22 | 1 | 0 | 0 | 0 | 0 | 1298918.592 | 1324896.9638 | 1351394.9031 | 1378422.8012 | 1405991.2572 | 1434111.0823 | 1462793.304 | 1492049.1701 | 1521890.1535 | 1552327.9565 | 1583374.5157 | 1615042.006 | 1647342.8461 | 1680289.703 | 1713895.4971 | 1748173.407 | 1783136.8752 | 1818799.6127 | 1855175.6049 | 1892279.117 | 1930124.6994 | 1968727.1934
LAURIN | LAURIN | 5000 | 1750000 |  |  |  |  | 22 | 1 | 0 | 0 | 0 | 0 | 284138.442 | 289821.2108 | 295617.6351 | 301529.9878 | 307560.5875 | 313711.7993 | 319986.0352 | 326385.756 | 332913.4711 | 339571.7405 | 346363.1753 | 353290.4388 | 360356.2476 | 367563.3725 | 374914.64 | 382412.9328 | 390061.1914 | 397862.4153 | 405819.6636 | 413936.0569 | 422214.778 | 430659.0735
LAVINA | LAVINA | 5000 | 1750000 |  |  |  |  | 22 | 1 | 0 | 0 | 0 | 0 | 284138.442 | 289821.2108 | 295617.6351 | 301529.9878 | 307560.5875 | 313711.7993 | 319986.0352 | 326385.756 | 332913.4711 | 339571.7405 | 346363.1753 | 353290.4388 | 360356.2476 | 367563.3725 | 374914.64 | 382412.9328 | 390061.1914 | 397862.4153 | 405819.6636 | 413936.0569 | 422214.778 | 430659.0735
LAVINA | LAVINA PUMP | 9375 | 8000000 |  |  |  |  | 22 | 1 | 0 | 0 | 0 | 0 | 1298918.592 | 1324896.9638 | 1351394.9031 | 1378422.8012 | 1405991.2572 | 1434111.0823 | 1462793.304 | 1492049.1701 | 1521890.1535 | 1552327.9565 | 1583374.5157 | 1615042.006 | 1647342.8461 | 1680289.703 | 1713895.4971 | 1748173.407 | 1783136.8752 | 1818799.6127 | 1855175.6049 | 1892279.117 | 1930124.6994 | 1968727.1934
LEWISTOWN #1 | LEWISTOWN #1 | 5000 | 1750000 |  |  |  |  | 22 | 1 | 0 | 0 | 0 | 0 | 284138.442 | 289821.2108 | 295617.6351 | 301529.9878 | 307560.5875 | 313711.7993 | 319986.0352 | 326385.756 | 332913.4711 | 339571.7405 | 346363.1753 | 353290.4388 | 360356.2476 | 367563.3725 | 374914.64 | 382412.9328 | 390061.1914 | 397862.4153 | 405819.6636 | 413936.0569 | 422214.778 | 430659.0735
LEWISTOWN BOULEVARD | LEWISTOWN BOULEVARD 1 | 7500 | 8000000 |  |  |  |  | 22 | 1 | 0 | 0 | 0 | 0 | 1298918.592 | 1324896.9638 | 1351394.9031 | 1378422.8012 | 1405991.2572 | 1434111.0823 | 1462793.304 | 1492049.1701 | 1521890.1535 | 1552327.9565 | 1583374.5157 | 1615042.006 | 1647342.8461 | 1680289.703 | 1713895.4971 | 1748173.407 | 1783136.8752 | 1818799.6127 | 1855175.6049 | 1892279.117 | 1930124.6994 | 1968727.1934
LEWISTOWN BOULEVARD | LEWISTOWN BOULEVARD 2 | 5000 | 1750000 |  |  |  |  | 22 | 1 | 0 | 0 | 0 | 0 | 284138.442 | 289821.2108 | 295617.6351 | 301529.9878 | 307560.5875 | 313711.7993 | 319986.0352 | 326385.756 | 332913.4711 | 339571.7405 | 346363.1753 | 353290.4388 | 360356.2476 | 367563.3725 | 374914.64 | 382412.9328 | 390061.1914 | 397862.4153 | 405819.6636 | 413936.0569 | 422214.778 | 430659.0735
LIVINGSTON NORTHSIDE | LIVINGSTON NORTHSIDE | 5000 | 1750000 |  |  |  |  | 22 | 1 | 0 | 0 | 0 | 0 | 284138.442 | 289821.2108 | 295617.6351 | 301529.9878 | 307560.5875 | 313711.7993 | 319986.0352 | 326385.756 | 332913.4711 | 339571.7405 | 346363.1753 | 353290.4388 | 360356.2476 | 367563.3725 | 374914.64 | 382412.9328 | 390061.1914 | 397862.4153 | 405819.6636 | 413936.0569 | 422214.778 | 430659.0735
LIVINGSTON WESTSIDE | LIVINGSTON WESTSIDE 1 | 12000 | 8000000 |  |  |  |  | 22 | 1 | 0 | 0 | 0 | 0 | 1298918.592 | 1324896.9638 | 1351394.9031 | 1378422.8012 | 1405991.2572 | 1434111.0823 | 1462793.304 | 1492049.1701 | 1521890.1535 | 1552327.9565 | 1583374.5157 | 1615042.006 | 1647342.8461 | 1680289.703 | 1713895.4971 | 1748173.407 | 1783136.8752 | 1818799.6127 | 1855175.6049 | 1892279.117 | 1930124.6994 | 1968727.1934
LIVINGSTON WESTSIDE | LIVINGSTON WESTSIDE BNK 2 | 12500 | 8000000 |  |  |  |  | 22 | 1 | 0 | 0 | 0 | 0 | 1298918.592 | 1324896.9638 | 1351394.9031 | 1378422.8012 | 1405991.2572 | 1434111.0823 | 1462793.304 | 1492049.1701 | 1521890.1535 | 1552327.9565 | 1583374.5157 | 1615042.006 | 1647342.8461 | 1680289.703 | 1713895.4971 | 1748173.407 | 1783136.8752 | 1818799.6127 | 1855175.6049 | 1892279.117 | 1930124.6994 | 1968727.1934
LOHMAN | LOHMAN | 2498.4 | 1750000 |  |  |  |  | 22 | 1 | 0 | 0 | 0 | 0 | 284138.442 | 289821.2108 | 295617.6351 | 301529.9878 | 307560.5875 | 313711.7993 | 319986.0352 | 326385.756 | 332913.4711 | 339571.7405 | 346363.1753 | 353290.4388 | 360356.2476 | 367563.3725 | 374914.64 | 382412.9328 | 390061.1914 | 397862.4153 | 405819.6636 | 413936.0569 | 422214.778 | 430659.0735
LOLO | LOLO | 20000 | 8000000 |  |  |  |  | 22 | 1 | 0 | 0 | 0 | 0 | 1298918.592 | 1324896.9638 | 1351394.9031 | 1378422.8012 | 1405991.2572 | 1434111.0823 | 1462793.304 | 1492049.1701 | 1521890.1535 | 1552327.9565 | 1583374.5157 | 1615042.006 | 1647342.8461 | 1680289.703 | 1713895.4971 | 1748173.407 | 1783136.8752 | 1818799.6127 | 1855175.6049 | 1892279.117 | 1930124.6994 | 1968727.1934
LOMA | LOMA | 2500 | 1750000 |  |  |  |  | 22 | 1 | 0 | 0 | 0 | 0 | 284138.442 | 289821.2108 | 295617.6351 | 301529.9878 | 307560.5875 | 313711.7993 | 319986.0352 | 326385.756 | 332913.4711 | 339571.7405 | 346363.1753 | 353290.4388 | 360356.2476 | 367563.3725 | 374914.64 | 382412.9328 | 390061.1914 | 397862.4153 | 405819.6636 | 413936.0569 | 422214.778 | 430659.0735
LOWETH | LOWETH | 6240 | 8000000 |  |  |  |  | 22 | 1 | 0 | 0 | 0 | 0 | 1298918.592 | 1324896.9638 | 1351394.9031 | 1378422.8012 | 1405991.2572 | 1434111.0823 | 1462793.304 | 1492049.1701 | 1521890.1535 | 1552327.9565 | 1583374.5157 | 1615042.006 | 1647342.8461 | 1680289.703 | 1713895.4971 | 1748173.407 | 1783136.8752 | 1818799.6127 | 1855175.6049 | 1892279.117 | 1930124.6994 | 1968727.1934
MADISON | MADISON VALLEY | 2500 | 1750000 |  |  |  |  | 22 | 1 | 0 | 0 | 0 | 0 | 284138.442 | 289821.2108 | 295617.6351 | 301529.9878 | 307560.5875 | 313711.7993 | 319986.0352 | 326385.756 | 332913.4711 | 339571.7405 | 346363.1753 | 353290.4388 | 360356.2476 | 367563.3725 | 374914.64 | 382412.9328 | 390061.1914 | 397862.4153 | 405819.6636 | 413936.0569 | 422214.778 | 430659.0735
MALTA CITY | MALTA CITY BANK 1 | 5000 | 1750000 |  |  |  |  | 22 | 1 | 0 | 0 | 0 | 0 | 284138.442 | 289821.2108 | 295617.6351 | 301529.9878 | 307560.5875 | 313711.7993 | 319986.0352 | 326385.756 | 332913.4711 | 339571.7405 | 346363.1753 | 353290.4388 | 360356.2476 | 367563.3725 | 374914.64 | 382412.9328 | 390061.1914 | 397862.4153 | 405819.6636 | 413936.0569 | 422214.778 | 430659.0735
MALTA EAST | MALTA EAST RURAL | 750 | 500000 |  |  |  |  | 22 | 1 | 0 | 0 | 0 | 0 | 81182.412 | 82806.0602 | 84462.1814 | 86151.4251 | 87874.4536 | 89631.9426 | 91424.5815 | 93253.0731 | 95118.1346 | 97020.4973 | 98960.9072 | 100940.1254 | 102958.9279 | 105018.1064 | 107118.4686 | 109260.8379 | 111446.0547 | 113674.9758 | 115948.4753 | 118267.4448 | 120632.7937 | 123045.4496
MANHATTAN | MANHATTAN | 12500 | 8000000 |  |  |  |  | 22 | 1 | 0 | 0 | 0 | 0 | 1298918.592 | 1324896.9638 | 1351394.9031 | 1378422.8012 | 1405991.2572 | 1434111.0823 | 1462793.304 | 1492049.1701 | 1521890.1535 | 1552327.9565 | 1583374.5157 | 1615042.006 | 1647342.8461 | 1680289.703 | 1713895.4971 | 1748173.407 | 1783136.8752 | 1818799.6127 | 1855175.6049 | 1892279.117 | 1930124.6994 | 1968727.1934
MARTINSDALE | MARTINSDALE | 3000 | 1750000 |  |  |  |  | 22 | 1 | 0 | 0 | 0 | 0 | 284138.442 | 289821.2108 | 295617.6351 | 301529.9878 | 307560.5875 | 313711.7993 | 319986.0352 | 326385.756 | 332913.4711 | 339571.7405 | 346363.1753 | 353290.4388 | 360356.2476 | 367563.3725 | 374914.64 | 382412.9328 | 390061.1914 | 397862.4153 | 405819.6636 | 413936.0569 | 422214.778 | 430659.0735
MELSTONE | MELSTONE | 3000 | 1750000 |  |  |  |  | 22 | 1 | 0 | 0 | 0 | 0 | 284138.442 | 289821.2108 | 295617.6351 | 301529.9878 | 307560.5875 | 313711.7993 | 319986.0352 | 326385.756 | 332913.4711 | 339571.7405 | 346363.1753 | 353290.4388 | 360356.2476 | 367563.3725 | 374914.64 | 382412.9328 | 390061.1914 | 397862.4153 | 405819.6636 | 413936.0569 | 422214.778 | 430659.0735
MELVILLE | MELVILLE | 2500 | 1750000 |  |  |  |  | 22 | 1 | 0 | 0 | 0 | 0 | 284138.442 | 289821.2108 | 295617.6351 | 301529.9878 | 307560.5875 | 313711.7993 | 319986.0352 | 326385.756 | 332913.4711 | 339571.7405 | 346363.1753 | 353290.4388 | 360356.2476 | 367563.3725 | 374914.64 | 382412.9328 | 390061.1914 | 397862.4153 | 405819.6636 | 413936.0569 | 422214.778 | 430659.0735
MISSION | MISSION | 5616 | 8000000 |  |  |  |  | 22 | 1 | 0 | 0 | 0 | 0 | 1298918.592 | 1324896.9638 | 1351394.9031 | 1378422.8012 | 1405991.2572 | 1434111.0823 | 1462793.304 | 1492049.1701 | 1521890.1535 | 1552327.9565 | 1583374.5157 | 1615042.006 | 1647342.8461 | 1680289.703 | 1713895.4971 | 1748173.407 | 1783136.8752 | 1818799.6127 | 1855175.6049 | 1892279.117 | 1930124.6994 | 1968727.1934
MOCCASIN | MOCCASIN | 1800 | 1750000 |  |  |  |  | 22 | 1 | 0 | 0 | 0 | 0 | 284138.442 | 289821.2108 | 295617.6351 | 301529.9878 | 307560.5875 | 313711.7993 | 319986.0352 | 326385.756 | 332913.4711 | 339571.7405 | 346363.1753 | 353290.4388 | 360356.2476 | 367563.3725 | 374914.64 | 382412.9328 | 390061.1914 | 397862.4153 | 405819.6636 | 413936.0569 | 422214.778 | 430659.0735
MONARCH | MONARCH | 2502 | 1750000 |  |  |  |  | 22 | 1 | 0 | 0 | 0 | 0 | 284138.442 | 289821.2108 | 295617.6351 | 301529.9878 | 307560.5875 | 313711.7993 | 319986.0352 | 326385.756 | 332913.4711 | 339571.7405 | 346363.1753 | 353290.4388 | 360356.2476 | 367563.3725 | 374914.64 | 382412.9328 | 390061.1914 | 397862.4153 | 405819.6636 | 413936.0569 | 422214.778 | 430659.0735
MONTANA PHOSPHATE | MONTANA PHOSPHATE | 6250 | 8000000 |  |  |  |  | 22 | 1 | 0 | 0 | 0 | 0 | 1298918.592 | 1324896.9638 | 1351394.9031 | 1378422.8012 | 1405991.2572 | 1434111.0823 | 1462793.304 | 1492049.1701 | 1521890.1535 | 1552327.9565 | 1583374.5157 | 1615042.006 | 1647342.8461 | 1680289.703 | 1713895.4971 | 1748173.407 | 1783136.8752 | 1818799.6127 | 1855175.6049 | 1892279.117 | 1930124.6994 | 1968727.1934
MOORE | MOORE | 2000 | 1750000 |  |  |  |  | 22 | 1 | 0 | 0 | 0 | 0 | 284138.442 | 289821.2108 | 295617.6351 | 301529.9878 | 307560.5875 | 313711.7993 | 319986.0352 | 326385.756 | 332913.4711 | 339571.7405 | 346363.1753 | 353290.4388 | 360356.2476 | 367563.3725 | 374914.64 | 382412.9328 | 390061.1914 | 397862.4153 | 405819.6636 | 413936.0569 | 422214.778 | 430659.0735
MORONY | MORONY RURAL | 1000 | 500000 |  |  |  |  | 22 | 1 | 0 | 0 | 0 | 0 | 81182.412 | 82806.0602 | 84462.1814 | 86151.4251 | 87874.4536 | 89631.9426 | 91424.5815 | 93253.0731 | 95118.1346 | 97020.4973 | 98960.9072 | 100940.1254 | 102958.9279 | 105018.1064 | 107118.4686 | 109260.8379 | 111446.0547 | 113674.9758 | 115948.4753 | 118267.4448 | 120632.7937 | 123045.4496
MUIR | MUIR | 3750 | 1750000 |  |  |  |  | 22 | 1 | 0 | 0 | 0 | 0 | 284138.442 | 289821.2108 | 295617.6351 | 301529.9878 | 307560.5875 | 313711.7993 | 319986.0352 | 326385.756 | 332913.4711 | 339571.7405 | 346363.1753 | 353290.4388 | 360356.2476 | 367563.3725 | 374914.64 | 382412.9328 | 390061.1914 | 397862.4153 | 405819.6636 | 413936.0569 | 422214.778 | 430659.0735
MUSSELSHELL | MUSSELSHELL | 7500 | 8000000 |  |  |  |  | 22 | 1 | 0 | 0 | 0 | 0 | 1298918.592 | 1324896.9638 | 1351394.9031 | 1378422.8012 | 1405991.2572 | 1434111.0823 | 1462793.304 | 1492049.1701 | 1521890.1535 | 1552327.9565 | 1583374.5157 | 1615042.006 | 1647342.8461 | 1680289.703 | 1713895.4971 | 1748173.407 | 1783136.8752 | 1818799.6127 | 1855175.6049 | 1892279.117 | 1930124.6994 | 1968727.1934
NASHUA | NASHUA | 1000 | 500000 |  |  |  |  | 22 | 1 | 0 | 0 | 0 | 0 | 81182.412 | 82806.0602 | 84462.1814 | 86151.4251 | 87874.4536 | 89631.9426 | 91424.5815 | 93253.0731 | 95118.1346 | 97020.4973 | 98960.9072 | 100940.1254 | 102958.9279 | 105018.1064 | 107118.4686 | 109260.8379 | 111446.0547 | 113674.9758 | 115948.4753 | 118267.4448 | 120632.7937 | 123045.4496
NEWMONT | NEWMONT | 3000 | 1750000 |  |  |  |  | 22 | 1 | 0 | 0 | 0 | 0 | 284138.442 | 289821.2108 | 295617.6351 | 301529.9878 | 307560.5875 | 313711.7993 | 319986.0352 | 326385.756 | 332913.4711 | 339571.7405 | 346363.1753 | 353290.4388 | 360356.2476 | 367563.3725 | 374914.64 | 382412.9328 | 390061.1914 | 397862.4153 | 405819.6636 | 413936.0569 | 422214.778 | 430659.0735
NIHILL | NIHILL | 1000 | 500000 |  |  |  |  | 22 | 1 | 0 | 0 | 0 | 0 | 81182.412 | 82806.0602 | 84462.1814 | 86151.4251 | 87874.4536 | 89631.9426 | 91424.5815 | 93253.0731 | 95118.1346 | 97020.4973 | 98960.9072 | 100940.1254 | 102958.9279 | 105018.1064 | 107118.4686 | 109260.8379 | 111446.0547 | 113674.9758 | 115948.4753 | 118267.4448 | 120632.7937 | 123045.4496
PARK CITY | PARK CITY | 2000 | 1750000 |  |  |  |  | 22 | 1 | 0 | 0 | 0 | 0 | 284138.442 | 289821.2108 | 295617.6351 | 301529.9878 | 307560.5875 | 313711.7993 | 319986.0352 | 326385.756 | 332913.4711 | 339571.7405 | 346363.1753 | 353290.4388 | 360356.2476 | 367563.3725 | 374914.64 | 382412.9328 | 390061.1914 | 397862.4153 | 405819.6636 | 413936.0569 | 422214.778 | 430659.0735
PATTERSON | PATTERSON | 12500 | 8000000 |  |  |  |  | 22 | 1 | 0 | 0 | 0 | 0 | 1298918.592 | 1324896.9638 | 1351394.9031 | 1378422.8012 | 1405991.2572 | 1434111.0823 | 1462793.304 | 1492049.1701 | 1521890.1535 | 1552327.9565 | 1583374.5157 | 1615042.006 | 1647342.8461 | 1680289.703 | 1713895.4971 | 1748173.407 | 1783136.8752 | 1818799.6127 | 1855175.6049 | 1892279.117 | 1930124.6994 | 1968727.1934
PHILIPSBURG SOUTH | PHILIPSBURG SOUTH | 14000 | 8000000 |  |  |  |  | 22 | 1 | 0 | 0 | 0 | 0 | 1298918.592 | 1324896.9638 | 1351394.9031 | 1378422.8012 | 1405991.2572 | 1434111.0823 | 1462793.304 | 1492049.1701 | 1521890.1535 | 1552327.9565 | 1583374.5157 | 1615042.006 | 1647342.8461 | 1680289.703 | 1713895.4971 | 1748173.407 | 1783136.8752 | 1818799.6127 | 1855175.6049 | 1892279.117 | 1930124.6994 | 1968727.1934
PLAINS | PLAINS | 28000 | 20000000 |  |  |  |  | 22 | 1 | 0 | 0 | 0 | 0 | 3247296.48 | 3312242.4096 | 3378487.2578 | 3446057.0029 | 3514978.143 | 3585277.7059 | 3656983.26 | 3730122.9252 | 3804725.3837 | 3880819.8914 | 3958436.2892 | 4037605.015 | 4118357.1153 | 4200724.2576 | 4284738.7427 | 4370433.5176 | 4457842.1879 | 4546999.0317 | 4637939.0123 | 4730697.7926 | 4825311.7484 | 4921817.9834
PORTAGE | PORTAGE | 1000 | 500000 |  |  |  |  | 22 | 1 | 0 | 0 | 0 | 0 | 81182.412 | 82806.0602 | 84462.1814 | 86151.4251 | 87874.4536 | 89631.9426 | 91424.5815 | 93253.0731 | 95118.1346 | 97020.4973 | 98960.9072 | 100940.1254 | 102958.9279 | 105018.1064 | 107118.4686 | 109260.8379 | 111446.0547 | 113674.9758 | 115948.4753 | 118267.4448 | 120632.7937 | 123045.4496
POWER | POWER | 2000 | 1750000 |  |  |  |  | 22 | 1 | 0 | 0 | 0 | 0 | 284138.442 | 289821.2108 | 295617.6351 | 301529.9878 | 307560.5875 | 313711.7993 | 319986.0352 | 326385.756 | 332913.4711 | 339571.7405 | 346363.1753 | 353290.4388 | 360356.2476 | 367563.3725 | 374914.64 | 382412.9328 | 390061.1914 | 397862.4153 | 405819.6636 | 413936.0569 | 422214.778 | 430659.0735
RAILWELDER | RAILWELDER | 5000 | 1750000 |  |  |  |  | 22 | 1 | 0 | 0 | 0 | 0 | 284138.442 | 289821.2108 | 295617.6351 | 301529.9878 | 307560.5875 | 313711.7993 | 319986.0352 | 326385.756 | 332913.4711 | 339571.7405 | 346363.1753 | 353290.4388 | 360356.2476 | 367563.3725 | 374914.64 | 382412.9328 | 390061.1914 | 397862.4153 | 405819.6636 | 413936.0569 | 422214.778 | 430659.0735
RED LODGE NORTHSIDE | RED LODGE NORTHSIDE | 12500 | 8000000 |  |  |  |  | 22 | 1 | 0 | 0 | 0 | 0 | 1298918.592 | 1324896.9638 | 1351394.9031 | 1378422.8012 | 1405991.2572 | 1434111.0823 | 1462793.304 | 1492049.1701 | 1521890.1535 | 1552327.9565 | 1583374.5157 | 1615042.006 | 1647342.8461 | 1680289.703 | 1713895.4971 | 1748173.407 | 1783136.8752 | 1818799.6127 | 1855175.6049 | 1892279.117 | 1930124.6994 | 1968727.1934
RENOVA | RENOVA | 3125 | 1750000 |  |  |  |  | 22 | 1 | 0 | 0 | 0 | 0 | 284138.442 | 289821.2108 | 295617.6351 | 301529.9878 | 307560.5875 | 313711.7993 | 319986.0352 | 326385.756 | 332913.4711 | 339571.7405 | 346363.1753 | 353290.4388 | 360356.2476 | 367563.3725 | 374914.64 | 382412.9328 | 390061.1914 | 397862.4153 | 405819.6636 | 413936.0569 | 422214.778 | 430659.0735
RESERVE ST | RESERVE ST BANK 2 | 25000 | 20000000 |  |  |  |  | 22 | 1 | 0 | 0 | 0 | 0 | 3247296.48 | 3312242.4096 | 3378487.2578 | 3446057.0029 | 3514978.143 | 3585277.7059 | 3656983.26 | 3730122.9252 | 3804725.3837 | 3880819.8914 | 3958436.2892 | 4037605.015 | 4118357.1153 | 4200724.2576 | 4284738.7427 | 4370433.5176 | 4457842.1879 | 4546999.0317 | 4637939.0123 | 4730697.7926 | 4825311.7484 | 4921817.9834
RIVERSIDE | RIVERSIDE | 12500 | 8000000 |  |  |  |  | 22 | 1 | 0 | 0 | 0 | 0 | 1298918.592 | 1324896.9638 | 1351394.9031 | 1378422.8012 | 1405991.2572 | 1434111.0823 | 1462793.304 | 1492049.1701 | 1521890.1535 | 1552327.9565 | 1583374.5157 | 1615042.006 | 1647342.8461 | 1680289.703 | 1713895.4971 | 1748173.407 | 1783136.8752 | 1818799.6127 | 1855175.6049 | 1892279.117 | 1930124.6994 | 1968727.1934
ROCKVALE | ROCKVALE | 3125 | 1750000 |  |  |  |  | 22 | 1 | 0 | 0 | 0 | 0 | 284138.442 | 289821.2108 | 295617.6351 | 301529.9878 | 307560.5875 | 313711.7993 | 319986.0352 | 326385.756 | 332913.4711 | 339571.7405 | 346363.1753 | 353290.4388 | 360356.2476 | 367563.3725 | 374914.64 | 382412.9328 | 390061.1914 | 397862.4153 | 405819.6636 | 413936.0569 | 422214.778 | 430659.0735
ROUNDUP | ROUNDUP BANK 2 | 5000 | 1750000 |  |  |  |  | 22 | 1 | 0 | 0 | 0 | 0 | 284138.442 | 289821.2108 | 295617.6351 | 301529.9878 | 307560.5875 | 313711.7993 | 319986.0352 | 326385.756 | 332913.4711 | 339571.7405 | 346363.1753 | 353290.4388 | 360356.2476 | 367563.3725 | 374914.64 | 382412.9328 | 390061.1914 | 397862.4153 | 405819.6636 | 413936.0569 | 422214.778 | 430659.0735
ROUNDUP | ROUNDUP BANK 4 | 3750 | 1750000 |  |  |  |  | 22 | 1 | 0 | 0 | 0 | 0 | 284138.442 | 289821.2108 | 295617.6351 | 301529.9878 | 307560.5875 | 313711.7993 | 319986.0352 | 326385.756 | 332913.4711 | 339571.7405 | 346363.1753 | 353290.4388 | 360356.2476 | 367563.3725 | 374914.64 | 382412.9328 | 390061.1914 | 397862.4153 | 405819.6636 | 413936.0569 | 422214.778 | 430659.0735
RUDYARD | RUDYARD | 1500 | 1750000 |  |  |  |  | 22 | 1 | 0 | 0 | 0 | 0 | 284138.442 | 289821.2108 | 295617.6351 | 301529.9878 | 307560.5875 | 313711.7993 | 319986.0352 | 326385.756 | 332913.4711 | 339571.7405 | 346363.1753 | 353290.4388 | 360356.2476 | 367563.3725 | 374914.64 | 382412.9328 | 390061.1914 | 397862.4153 | 405819.6636 | 413936.0569 | 422214.778 | 430659.0735
RUSSELL STREET | RUSSELL STREET #2 BANK 1 | 20000 | 8000000 |  |  |  |  | 22 | 1 | 0 | 0 | 0 | 0 | 1298918.592 | 1324896.9638 | 1351394.9031 | 1378422.8012 | 1405991.2572 | 1434111.0823 | 1462793.304 | 1492049.1701 | 1521890.1535 | 1552327.9565 | 1583374.5157 | 1615042.006 | 1647342.8461 | 1680289.703 | 1713895.4971 | 1748173.407 | 1783136.8752 | 1818799.6127 | 1855175.6049 | 1892279.117 | 1930124.6994 | 1968727.1934
RUSSELL STREET | RUSSELL STREET #2 BANK 2 | 20000 | 8000000 |  |  |  |  | 22 | 1 | 0 | 0 | 0 | 0 | 1298918.592 | 1324896.9638 | 1351394.9031 | 1378422.8012 | 1405991.2572 | 1434111.0823 | 1462793.304 | 1492049.1701 | 1521890.1535 | 1552327.9565 | 1583374.5157 | 1615042.006 | 1647342.8461 | 1680289.703 | 1713895.4971 | 1748173.407 | 1783136.8752 | 1818799.6127 | 1855175.6049 | 1892279.117 | 1930124.6994 | 1968727.1934
RUSSELL STREET | RUSSELL STREET #2 BANK 3 | 20000 | 8000000 |  |  |  |  | 22 | 1 | 0 | 0 | 0 | 0 | 1298918.592 | 1324896.9638 | 1351394.9031 | 1378422.8012 | 1405991.2572 | 1434111.0823 | 1462793.304 | 1492049.1701 | 1521890.1535 | 1552327.9565 | 1583374.5157 | 1615042.006 | 1647342.8461 | 1680289.703 | 1713895.4971 | 1748173.407 | 1783136.8752 | 1818799.6127 | 1855175.6049 | 1892279.117 | 1930124.6994 | 1968727.1934
RYEGATE | RYEGATE | 1000 | 500000 |  |  |  |  | 22 | 1 | 0 | 0 | 0 | 0 | 81182.412 | 82806.0602 | 84462.1814 | 86151.4251 | 87874.4536 | 89631.9426 | 91424.5815 | 93253.0731 | 95118.1346 | 97020.4973 | 98960.9072 | 100940.1254 | 102958.9279 | 105018.1064 | 107118.4686 | 109260.8379 | 111446.0547 | 113674.9758 | 115948.4753 | 118267.4448 | 120632.7937 | 123045.4496
SACO | SACO | 999 | 500000 |  |  |  |  | 22 | 1 | 0 | 0 | 0 | 0 | 81182.412 | 82806.0602 | 84462.1814 | 86151.4251 | 87874.4536 | 89631.9426 | 91424.5815 | 93253.0731 | 95118.1346 | 97020.4973 | 98960.9072 | 100940.1254 | 102958.9279 | 105018.1064 | 107118.4686 | 109260.8379 | 111446.0547 | 113674.9758 | 115948.4753 | 118267.4448 | 120632.7937 | 123045.4496
SHERIDAN CITY | SHERIDAN CITY | 5000 | 1750000 |  |  |  |  | 22 | 1 | 0 | 0 | 0 | 0 | 284138.442 | 289821.2108 | 295617.6351 | 301529.9878 | 307560.5875 | 313711.7993 | 319986.0352 | 326385.756 | 332913.4711 | 339571.7405 | 346363.1753 | 353290.4388 | 360356.2476 | 367563.3725 | 374914.64 | 382412.9328 | 390061.1914 | 397862.4153 | 405819.6636 | 413936.0569 | 422214.778 | 430659.0735
SHILOH | SHILOH | 50000 | 20000000 |  |  |  |  | 22 | 1 | 0 | 0 | 0 | 0 | 3247296.48 | 3312242.4096 | 3378487.2578 | 3446057.0029 | 3514978.143 | 3585277.7059 | 3656983.26 | 3730122.9252 | 3804725.3837 | 3880819.8914 | 3958436.2892 | 4037605.015 | 4118357.1153 | 4200724.2576 | 4284738.7427 | 4370433.5176 | 4457842.1879 | 4546999.0317 | 4637939.0123 | 4730697.7926 | 4825311.7484 | 4921817.9834
GFALLS SOUTHSIDE | SOUTHSIDE EAST BANK | 20000 | 8000000 |  |  |  |  | 22 | 1 | 0 | 0 | 0 | 0 | 1298918.592 | 1324896.9638 | 1351394.9031 | 1378422.8012 | 1405991.2572 | 1434111.0823 | 1462793.304 | 1492049.1701 | 1521890.1535 | 1552327.9565 | 1583374.5157 | 1615042.006 | 1647342.8461 | 1680289.703 | 1713895.4971 | 1748173.407 | 1783136.8752 | 1818799.6127 | 1855175.6049 | 1892279.117 | 1930124.6994 | 1968727.1934
GFALLS SOUTHSIDE | SOUTHSIDE WEST BANK | 20000 | 8000000 |  |  |  |  | 22 | 1 | 0 | 0 | 0 | 0 | 1298918.592 | 1324896.9638 | 1351394.9031 | 1378422.8012 | 1405991.2572 | 1434111.0823 | 1462793.304 | 1492049.1701 | 1521890.1535 | 1552327.9565 | 1583374.5157 | 1615042.006 | 1647342.8461 | 1680289.703 | 1713895.4971 | 1748173.407 | 1783136.8752 | 1818799.6127 | 1855175.6049 | 1892279.117 | 1930124.6994 | 1968727.1934
SPOKANE BENCH | SPOKANE BENCH | 6250 | 8000000 |  |  |  |  | 22 | 1 | 0 | 0 | 0 | 0 | 1298918.592 | 1324896.9638 | 1351394.9031 | 1378422.8012 | 1405991.2572 | 1434111.0823 | 1462793.304 | 1492049.1701 | 1521890.1535 | 1552327.9565 | 1583374.5157 | 1615042.006 | 1647342.8461 | 1680289.703 | 1713895.4971 | 1748173.407 | 1783136.8752 | 1818799.6127 | 1855175.6049 | 1892279.117 | 1930124.6994 | 1968727.1934
SPRINGDALE PUMP | SPRINGDALE PUMP | 3750 | 1750000 |  |  |  |  | 22 | 1 | 0 | 0 | 0 | 0 | 284138.442 | 289821.2108 | 295617.6351 | 301529.9878 | 307560.5875 | 313711.7993 | 319986.0352 | 326385.756 | 332913.4711 | 339571.7405 | 346363.1753 | 353290.4388 | 360356.2476 | 367563.3725 | 374914.64 | 382412.9328 | 390061.1914 | 397862.4153 | 405819.6636 | 413936.0569 | 422214.778 | 430659.0735
ST. REGIS | ST. REGIS | 7000 | 8000000 |  |  |  |  | 22 | 1 | 0 | 0 | 0 | 0 | 1298918.592 | 1324896.9638 | 1351394.9031 | 1378422.8012 | 1405991.2572 | 1434111.0823 | 1462793.304 | 1492049.1701 | 1521890.1535 | 1552327.9565 | 1583374.5157 | 1615042.006 | 1647342.8461 | 1680289.703 | 1713895.4971 | 1748173.407 | 1783136.8752 | 1818799.6127 | 1855175.6049 | 1892279.117 | 1930124.6994 | 1968727.1934
STANFORD CITY | STANFORD CITY | 5000 | 1750000 |  |  |  |  | 22 | 1 | 0 | 0 | 0 | 0 | 284138.442 | 289821.2108 | 295617.6351 | 301529.9878 | 307560.5875 | 313711.7993 | 319986.0352 | 326385.756 | 332913.4711 | 339571.7405 | 346363.1753 | 353290.4388 | 360356.2476 | 367563.3725 | 374914.64 | 382412.9328 | 390061.1914 | 397862.4153 | 405819.6636 | 413936.0569 | 422214.778 | 430659.0735
STEVENSVILLE | STEVENSVILLE | 25000 | 20000000 |  |  |  |  | 22 | 1 | 0 | 0 | 0 | 0 | 3247296.48 | 3312242.4096 | 3378487.2578 | 3446057.0029 | 3514978.143 | 3585277.7059 | 3656983.26 | 3730122.9252 | 3804725.3837 | 3880819.8914 | 3958436.2892 | 4037605.015 | 4118357.1153 | 4200724.2576 | 4284738.7427 | 4370433.5176 | 4457842.1879 | 4546999.0317 | 4637939.0123 | 4730697.7926 | 4825311.7484 | 4921817.9834
STILLWATER | STILLWATER | 35000 | 20000000 |  |  |  |  | 22 | 1 | 0 | 0 | 0 | 0 | 3247296.48 | 3312242.4096 | 3378487.2578 | 3446057.0029 | 3514978.143 | 3585277.7059 | 3656983.26 | 3730122.9252 | 3804725.3837 | 3880819.8914 | 3958436.2892 | 4037605.015 | 4118357.1153 | 4200724.2576 | 4284738.7427 | 4370433.5176 | 4457842.1879 | 4546999.0317 | 4637939.0123 | 4730697.7926 | 4825311.7484 | 4921817.9834
STOCKETT | STOCKETT | 2500 | 1750000 |  |  |  |  | 22 | 1 | 0 | 0 | 0 | 0 | 284138.442 | 289821.2108 | 295617.6351 | 301529.9878 | 307560.5875 | 313711.7993 | 319986.0352 | 326385.756 | 332913.4711 | 339571.7405 | 346363.1753 | 353290.4388 | 360356.2476 | 367563.3725 | 374914.64 | 382412.9328 | 390061.1914 | 397862.4153 | 405819.6636 | 413936.0569 | 422214.778 | 430659.0735
STRAW | STRAW | 2000 | 1750000 |  |  |  |  | 22 | 1 | 0 | 0 | 0 | 0 | 284138.442 | 289821.2108 | 295617.6351 | 301529.9878 | 307560.5875 | 313711.7993 | 319986.0352 | 326385.756 | 332913.4711 | 339571.7405 | 346363.1753 | 353290.4388 | 360356.2476 | 367563.3725 | 374914.64 | 382412.9328 | 390061.1914 | 397862.4153 | 405819.6636 | 413936.0569 | 422214.778 | 430659.0735
SUMATRA | SUMATRA | 5000 | 1750000 |  |  |  |  | 22 | 1 | 0 | 0 | 0 | 0 | 284138.442 | 289821.2108 | 295617.6351 | 301529.9878 | 307560.5875 | 313711.7993 | 319986.0352 | 326385.756 | 332913.4711 | 339571.7405 | 346363.1753 | 353290.4388 | 360356.2476 | 367563.3725 | 374914.64 | 382412.9328 | 390061.1914 | 397862.4153 | 405819.6636 | 413936.0569 | 422214.778 | 430659.0735
SUPERIOR | SUPERIOR | 5000 | 1750000 |  |  |  |  | 22 | 1 | 0 | 0 | 0 | 0 | 284138.442 | 289821.2108 | 295617.6351 | 301529.9878 | 307560.5875 | 313711.7993 | 319986.0352 | 326385.756 | 332913.4711 | 339571.7405 | 346363.1753 | 353290.4388 | 360356.2476 | 367563.3725 | 374914.64 | 382412.9328 | 390061.1914 | 397862.4153 | 405819.6636 | 413936.0569 | 422214.778 | 430659.0735
TARGET RANGE | TARGET RANGE #7 - 1 | 20000 | 8000000 |  |  |  |  | 22 | 1 | 0 | 0 | 0 | 0 | 1298918.592 | 1324896.9638 | 1351394.9031 | 1378422.8012 | 1405991.2572 | 1434111.0823 | 1462793.304 | 1492049.1701 | 1521890.1535 | 1552327.9565 | 1583374.5157 | 1615042.006 | 1647342.8461 | 1680289.703 | 1713895.4971 | 1748173.407 | 1783136.8752 | 1818799.6127 | 1855175.6049 | 1892279.117 | 1930124.6994 | 1968727.1934
TARGET RANGE | TARGET RANGE #7 - 2 | 20000 | 8000000 |  |  |  |  | 22 | 1 | 0 | 0 | 0 | 0 | 1298918.592 | 1324896.9638 | 1351394.9031 | 1378422.8012 | 1405991.2572 | 1434111.0823 | 1462793.304 | 1492049.1701 | 1521890.1535 | 1552327.9565 | 1583374.5157 | 1615042.006 | 1647342.8461 | 1680289.703 | 1713895.4971 | 1748173.407 | 1783136.8752 | 1818799.6127 | 1855175.6049 | 1892279.117 | 1930124.6994 | 1968727.1934
THOMPSON FALLS | THOMPSON FALLS CITY | 20000 | 8000000 |  |  |  |  | 22 | 1 | 0 | 0 | 0 | 0 | 1298918.592 | 1324896.9638 | 1351394.9031 | 1378422.8012 | 1405991.2572 | 1434111.0823 | 1462793.304 | 1492049.1701 | 1521890.1535 | 1552327.9565 | 1583374.5157 | 1615042.006 | 1647342.8461 | 1680289.703 | 1713895.4971 | 1748173.407 | 1783136.8752 | 1818799.6127 | 1855175.6049 | 1892279.117 | 1930124.6994 | 1968727.1934
TODD | TODD | 7500 | 8000000 |  |  |  |  | 22 | 1 | 0 | 0 | 0 | 0 | 1298918.592 | 1324896.9638 | 1351394.9031 | 1378422.8012 | 1405991.2572 | 1434111.0823 | 1462793.304 | 1492049.1701 | 1521890.1535 | 1552327.9565 | 1583374.5157 | 1615042.006 | 1647342.8461 | 1680289.703 | 1713895.4971 | 1748173.407 | 1783136.8752 | 1818799.6127 | 1855175.6049 | 1892279.117 | 1930124.6994 | 1968727.1934
TOSTON | TOSTON | 6250 | 8000000 |  |  |  |  | 22 | 1 | 0 | 0 | 0 | 0 | 1298918.592 | 1324896.9638 | 1351394.9031 | 1378422.8012 | 1405991.2572 | 1434111.0823 | 1462793.304 | 1492049.1701 | 1521890.1535 | 1552327.9565 | 1583374.5157 | 1615042.006 | 1647342.8461 | 1680289.703 | 1713895.4971 | 1748173.407 | 1783136.8752 | 1818799.6127 | 1855175.6049 | 1892279.117 | 1930124.6994 | 1968727.1934
TOWNSEND | TOWNSEND | 20000 | 8000000 |  |  |  |  | 22 | 1 | 0 | 0 | 0 | 0 | 1298918.592 | 1324896.9638 | 1351394.9031 | 1378422.8012 | 1405991.2572 | 1434111.0823 | 1462793.304 | 1492049.1701 | 1521890.1535 | 1552327.9565 | 1583374.5157 | 1615042.006 | 1647342.8461 | 1680289.703 | 1713895.4971 | 1748173.407 | 1783136.8752 | 1818799.6127 | 1855175.6049 | 1892279.117 | 1930124.6994 | 1968727.1934
TUNIS | TUNIS SUB | 6250 | 8000000 |  |  |  |  | 22 | 1 | 0 | 0 | 0 | 0 | 1298918.592 | 1324896.9638 | 1351394.9031 | 1378422.8012 | 1405991.2572 | 1434111.0823 | 1462793.304 | 1492049.1701 | 1521890.1535 | 1552327.9565 | 1583374.5157 | 1615042.006 | 1647342.8461 | 1680289.703 | 1713895.4971 | 1748173.407 | 1783136.8752 | 1818799.6127 | 1855175.6049 | 1892279.117 | 1930124.6994 | 1968727.1934
TWIN BRIDGES | TWIN BRIDGES | 3000 | 1750000 |  |  |  |  | 22 | 1 | 0 | 0 | 0 | 0 | 284138.442 | 289821.2108 | 295617.6351 | 301529.9878 | 307560.5875 | 313711.7993 | 319986.0352 | 326385.756 | 332913.4711 | 339571.7405 | 346363.1753 | 353290.4388 | 360356.2476 | 367563.3725 | 374914.64 | 382412.9328 | 390061.1914 | 397862.4153 | 405819.6636 | 413936.0569 | 422214.778 | 430659.0735
TWO DOT | TWO DOT | 1000 | 500000 |  |  |  |  | 22 | 1 | 0 | 0 | 0 | 0 | 81182.412 | 82806.0602 | 84462.1814 | 86151.4251 | 87874.4536 | 89631.9426 | 91424.5815 | 93253.0731 | 95118.1346 | 97020.4973 | 98960.9072 | 100940.1254 | 102958.9279 | 105018.1064 | 107118.4686 | 109260.8379 | 111446.0547 | 113674.9758 | 115948.4753 | 118267.4448 | 120632.7937 | 123045.4496
ULM | ULM | 10000 | 8000000 |  |  |  |  | 22 | 1 | 0 | 0 | 0 | 0 | 1298918.592 | 1324896.9638 | 1351394.9031 | 1378422.8012 | 1405991.2572 | 1434111.0823 | 1462793.304 | 1492049.1701 | 1521890.1535 | 1552327.9565 | 1583374.5157 | 1615042.006 | 1647342.8461 | 1680289.703 | 1713895.4971 | 1748173.407 | 1783136.8752 | 1818799.6127 | 1855175.6049 | 1892279.117 | 1930124.6994 | 1968727.1934
UTICA PUMP | UTICA PUMP | 9375 | 8000000 |  |  |  |  | 22 | 1 | 0 | 0 | 0 | 0 | 1298918.592 | 1324896.9638 | 1351394.9031 | 1378422.8012 | 1405991.2572 | 1434111.0823 | 1462793.304 | 1492049.1701 | 1521890.1535 | 1552327.9565 | 1583374.5157 | 1615042.006 | 1647342.8461 | 1680289.703 | 1713895.4971 | 1748173.407 | 1783136.8752 | 1818799.6127 | 1855175.6049 | 1892279.117 | 1930124.6994 | 1968727.1934
VALIER | VALIER | 1500 | 1750000 |  |  |  |  | 22 | 1 | 0 | 0 | 0 | 0 | 284138.442 | 289821.2108 | 295617.6351 | 301529.9878 | 307560.5875 | 313711.7993 | 319986.0352 | 326385.756 | 332913.4711 | 339571.7405 | 346363.1753 | 353290.4388 | 360356.2476 | 367563.3725 | 374914.64 | 382412.9328 | 390061.1914 | 397862.4153 | 405819.6636 | 413936.0569 | 422214.778 | 430659.0735
VALIER - WILLIAMS | VALIER - WILLIAMS | 14000 | 8000000 |  |  |  |  | 22 | 1 | 0 | 0 | 0 | 0 | 1298918.592 | 1324896.9638 | 1351394.9031 | 1378422.8012 | 1405991.2572 | 1434111.0823 | 1462793.304 | 1492049.1701 | 1521890.1535 | 1552327.9565 | 1583374.5157 | 1615042.006 | 1647342.8461 | 1680289.703 | 1713895.4971 | 1748173.407 | 1783136.8752 | 1818799.6127 | 1855175.6049 | 1892279.117 | 1930124.6994 | 1968727.1934
VALIER-BULLHEAD | VALIER-BULLHEAD | 3000 | 1750000 |  |  |  |  | 22 | 1 | 0 | 0 | 0 | 0 | 284138.442 | 289821.2108 | 295617.6351 | 301529.9878 | 307560.5875 | 313711.7993 | 319986.0352 | 326385.756 | 332913.4711 | 339571.7405 | 346363.1753 | 353290.4388 | 360356.2476 | 367563.3725 | 374914.64 | 382412.9328 | 390061.1914 | 397862.4153 | 405819.6636 | 413936.0569 | 422214.778 | 430659.0735
VAUGHN | VAUGHN | 5000 | 1750000 |  |  |  |  | 22 | 1 | 0 | 0 | 0 | 0 | 284138.442 | 289821.2108 | 295617.6351 | 301529.9878 | 307560.5875 | 313711.7993 | 319986.0352 | 326385.756 | 332913.4711 | 339571.7405 | 346363.1753 | 353290.4388 | 360356.2476 | 367563.3725 | 374914.64 | 382412.9328 | 390061.1914 | 397862.4153 | 405819.6636 | 413936.0569 | 422214.778 | 430659.0735
VIRGINIA | VIRGINIA CITY | 2500 | 1750000 |  |  |  |  | 22 | 1 | 0 | 0 | 0 | 0 | 284138.442 | 289821.2108 | 295617.6351 | 301529.9878 | 307560.5875 | 313711.7993 | 319986.0352 | 326385.756 | 332913.4711 | 339571.7405 | 346363.1753 | 353290.4388 | 360356.2476 | 367563.3725 | 374914.64 | 382412.9328 | 390061.1914 | 397862.4153 | 405819.6636 | 413936.0569 | 422214.778 | 430659.0735
WAYNE PUMP | WAYNE PUMP | 9375 | 8000000 |  |  |  |  | 22 | 1 | 0 | 0 | 0 | 0 | 1298918.592 | 1324896.9638 | 1351394.9031 | 1378422.8012 | 1405991.2572 | 1434111.0823 | 1462793.304 | 1492049.1701 | 1521890.1535 | 1552327.9565 | 1583374.5157 | 1615042.006 | 1647342.8461 | 1680289.703 | 1713895.4971 | 1748173.407 | 1783136.8752 | 1818799.6127 | 1855175.6049 | 1892279.117 | 1930124.6994 | 1968727.1934
WHITEHALL | WHITEHALL | 5000 | 1750000 |  |  |  |  | 22 | 1 | 0 | 0 | 0 | 0 | 284138.442 | 289821.2108 | 295617.6351 | 301529.9878 | 307560.5875 | 313711.7993 | 319986.0352 | 326385.756 | 332913.4711 | 339571.7405 | 346363.1753 | 353290.4388 | 360356.2476 | 367563.3725 | 374914.64 | 382412.9328 | 390061.1914 | 397862.4153 | 405819.6636 | 413936.0569 | 422214.778 | 430659.0735
WILLOW CREEK | WILLOW CREEK | 2500 | 1750000 |  |  |  |  | 22 | 1 | 0 | 0 | 0 | 0 | 284138.442 | 289821.2108 | 295617.6351 | 301529.9878 | 307560.5875 | 313711.7993 | 319986.0352 | 326385.756 | 332913.4711 | 339571.7405 | 346363.1753 | 353290.4388 | 360356.2476 | 367563.3725 | 374914.64 | 382412.9328 | 390061.1914 | 397862.4153 | 405819.6636 | 413936.0569 | 422214.778 | 430659.0735
WINDHAM | WINDHAM | 1000 | 500000 |  |  |  |  | 22 | 1 | 0 | 0 | 0 | 0 | 81182.412 | 82806.0602 | 84462.1814 | 86151.4251 | 87874.4536 | 89631.9426 | 91424.5815 | 93253.0731 | 95118.1346 | 97020.4973 | 98960.9072 | 100940.1254 | 102958.9279 | 105018.1064 | 107118.4686 | 109260.8379 | 111446.0547 | 113674.9758 | 115948.4753 | 118267.4448 | 120632.7937 | 123045.4496
WOLF | WOLF CREEK | 4992 | 1750000 |  |  |  |  | 22 | 1 | 0 | 0 | 0 | 0 | 284138.442 | 289821.2108 | 295617.6351 | 301529.9878 | 307560.5875 | 313711.7993 | 319986.0352 | 326385.756 | 332913.4711 | 339571.7405 | 346363.1753 | 353290.4388 | 360356.2476 | 367563.3725 | 374914.64 | 382412.9328 | 390061.1914 | 397862.4153 | 405819.6636 | 413936.0569 | 422214.778 | 430659.0735
ZURICH | ZURICH | 1503 | 1750000 |  |  |  |  | 22 | 1 | 0 | 0 | 0 | 0 | 284138.442 | 289821.2108 | 295617.6351 | 301529.9878 | 307560.5875 | 313711.7993 | 319986.0352 | 326385.756 | 332913.4711 | 339571.7405 | 346363.1753 | 353290.4388 | 360356.2476 | 367563.3725 | 374914.64 | 382412.9328 | 390061.1914 | 397862.4153 | 405819.6636 | 413936.0569 | 422214.778 | 430659.0735
Solar Capacities - Med (kW of Capacity Equivalence)
Substation | Transformer | Nameplate | Peak 2017 Loading | Winter Peak | Summer Peak | Peak Season | Planned Substation Upgrade | Capacity Equivalence Factor | % of System Load | 2017 | 2018 | 2019 | 2020 | 2021 | 2022 | 2023 | 2024 | 2025 | 2026 | 2027 | 2028 | 2029 | 2030 | 2031 | 2032 | 2033 | 2034 | 2035 | 2036 | 2037 | 2038 | 2039 | 2040 | 2041 | 2042 | 2043 | 2044 | 2045
ABSAROKEE | ABSAROKEE | 6250 |  |  |  |  | 0 | 52.14% | 0.3527% | 0 | 0 | 0 | 0 | 0 | 0 | 0 | 0 | 0 | 0 | 0 | 0 | 0 | 0 | 0 | 0 | 0 | 0 | 0 | 0 | 0 | 0 | 0 | 0 | 0 | 0 | 0 | 0 | 0
ALBERTON | ALBERTON | 2500 |  |  |  |  | 1 | 52.14% | 0.2619% | 0 | 0 | 0 | 0 | 0 | 0 | 0 | 0 | 0 | 0 | 0 | 0 | 0 | 0 | 0 | 0 | 0 | 0 | 0 | 0 | 0 | 0 | 0 | 0 | 0 | 0 | 0 | 0 | 0
AMSTERDAM | AMSTERDAM | 5500 |  |  |  |  | 1 | 52.14% | 0.3976% | 0 | 0 | 0 | 0 | 0 | 0 | 0 | 0 | 0 | 0 | 0 | 0 | 0 | 0 | 0 | 0 | 0 | 0 | 0 | 0 | 0 | 0 | 0 | 0 | 0 | 0 | 629.4605 | 637.7749 | 646.8676
ANACONDA CITY | ANACONDA CITY 3 | 10000 |  |  |  |  | 0 | 52.14% | 0.6582% | 0 | 0 | 0 | 0 | 0 | 0 | 0 | 0 | 0 | 0 | 0 | 0 | 0 | 0 | 0 | 0 | 0 | 0 | 0 | 0 | 0 | 0 | 0 | 0 | 0 | 0 | 0 | 0 | 0
ANACONDA CITY | ANACONDA CITY 4 | 10000 |  |  |  |  | 0 | 52.14% | 0.5084% | 0 | 0 | 0 | 0 | 0 | 0 | 0 | 0 | 0 | 0 | 0 | 0 | 0 | 0 | 0 | 0 | 0 | 0 | 0 | 0 | 0 | 0 | 0 | 0 | 0 | 0 | 733.6611 | 736.0584 | 738.4635
AUGUSTA | AUGUSTA | 1500 |  |  |  |  | 0 | 52.14% | 0.06775% | 0 | 0 | 0 | 0 | 0 | 0 | 0 | 0 | 0 | 0 | 0 | 0 | 0 | 0 | 0 | 0 | 0 | 0 | 0 | 0 | 0 | 0 | 0 | 0 | 0 | 0 | 107.2724 | 108.6893 | 110.2389
BARBER | BARBER | 750 |  |  |  |  | 0 | 52.14% | 0.01847% | 0 | 0 | 0 | 0 | 0 | 0 | 0 | 0 | 0 | 0 | 0 | 0 | 0 | 0 | 0 | 0 | 0 | 0 | 0 | 0 | 0 | 0 | 0 | 0 | 0 | 0 | 29.2492 | 29.6355 | 30.058
BASIN | BASIN | 750 |  |  |  |  | 0 | 52.14% | 0.04358% | 0 | 0 | 0 | 0 | 0 | 0 | 0 | 0 | 0 | 0 | 0 | 0 | 0 | 0 | 0 | 0 | 0 | 0 | 0 | 0 | 0 | 0 | 0 | 0 | 0 | 0 | 53.6623 | 53.9366 | 54.2123
BELGRADE | BELGRADE 1 | 20000 |  |  |  |  | 0 | 52.14% | 1.544% | 0 | 0 | 0 | 0 | 0 | 0 | 0 | 0 | 0 | 0 | 0 | 0 | 0 | 0 | 0 | 0 | 0 | 0 | 0 | 0 | 0 | 0 | 0 | 0 | 0 | 0 | 0 | 0 | 0
BELGRADE | BELGRADE 2 | 20000 |  |  |  |  | 0 | 52.14% | 1.314% | 0 | 0 | 0 | 0 | 0 | 0 | 0 | 0 | 0 | 0 | 0 | 0 | 0 | 0 | 0 | 0 | 0 | 0 | 0 | 0 | 0 | 0 | 0 | 0 | 0 | 0 | 0 | 0 | 0
BELT | BELT | 5000 |  |  |  |  | 0 | 52.14% | 0.1067% | 0 | 0 | 0 | 0 | 0 | 0 | 0 | 0 | 0 | 0 | 0 | 0 | 0 | 0 | 0 | 0 | 0 | 0 | 0 | 0 | 0 | 0 | 0 | 0 | 0 | 0 | 0 | 0 | 0
BIG SANDY | BIG SANDY | 2500 |  |  |  |  | 0 | 52.14% | 0.1093% | 0 | 0 | 0 | 0 | 0 | 0 | 0 | 0 | 0 | 0 | 0 | 0 | 0 | 0 | 0 | 0 | 0 | 0 | 0 | 0 | 0 | 0 | 0 | 0 | 0 | 0 | 149.2258 | 150.434 | 151.6521
LONE MOUNTAIN | BIG SKY LONE MOUNTAIN BANK 1 | 42000 |  |  |  |  | 0 | 52.14% | 0.7388% | 0 | 0 | 0 | 0 | 0 | 0 | 0 | 0 | 0 | 0 | 0 | 0 | 0 | 0 | 0 | 0 | 0 | 0 | 0 | 0 | 0 | 0 | 0 | 0 | 0 | 0 | 0 | 0 | 0
LONE MOUNTAIN | BIG SKY LONE MOUNTAIN BANK 2 | 42000 |  |  |  |  | 0 | 52.14% | 0.304% | 0 | 0 | 0 | 0 | 0 | 0 | 0 | 0 | 0 | 0 | 0 | 0 | 0 | 0 | 0 | 0 | 0 | 0 | 0 | 0 | 0 | 0 | 0 | 0 | 0 | 0 | 0 | 0 | 0
BIG SKY MEADOW | BIG SKY MEADOW VILLAGE | 25000 |  |  |  |  | 0 | 52.14% | 1.688% | 0 | 0 | 0 | 0 | 0 | 0 | 0 | 0 | 0 | 0 | 0 | 0 | 0 | 0 | 0 | 0 | 0 | 0 | 0 | 0 | 0 | 0 | 0 | 0 | 0 | 0 | 0 | 0 | 0
BIG TIMBER | BIG TIMBER | 6250 |  |  |  |  | 0 | 52.14% | 1.643% | 0 | 0 | 0 | 0 | 0 | 0 | 0 | 0 | 0 | 0 | 0 | 0 | 0 | 0 | 0 | 0 | 0 | 0 | 0 | 0 | 0 | 0 | 0 | 0 | 0 | 0 | 0 | 0 | 0
BILLINGS 8TH ST. | BILLINGS 8TH ST. 1 | 42000 |  |  |  |  | 0 | 52.94% | 1.221% | 0 | 0 | 0 | 0 | 0 | 0 | 0 | 0 | 0 | 0 | 0 | 0 | 0 | 0 | 0 | 0 | 0 | 0 | 0 | 0 | 0 | 0 | 0 | 0 | 0 | 0 | 1963.272 | 1989.2043 | 2017.5644
BILLINGS 8TH ST. | BILLINGS 8TH ST. 2 | 42000 |  |  |  |  | 0 | 52.94% | 1.455% | 0 | 0 | 0 | 0 | 0 | 0 | 0 | 0 | 0 | 0 | 0 | 0 | 0 | 0 | 0 | 0 | 0 | 0 | 0 | 0 | 0 | 0 | 0 | 0 | 0 | 0 | 2339.5916 | 2370.4947 | 2404.2908
BILLINGS 8TH ST. | BILLINGS 8TH ST. 3 | 42000 |  |  |  |  | 0 | 52.94% | 1.45% | 0 | 0 | 0 | 0 | 0 | 0 | 0 | 0 | 0 | 0 | 0 | 0 | 0 | 0 | 0 | 0 | 0 | 0 | 0 | 0 | 0 | 0 | 0 | 0 | 0 | 0 | 2331.0566 | 2361.8469 | 2395.5197
BILLINGS BELLROCK | BILLINGS BELLROCK 1 | 42000 |  |  |  |  | 0 | 52.14% | 0.7154% | 0 | 0 | 0 | 0 | 0 | 0 | 0 | 0 | 0 | 0 | 0 | 0 | 0 | 0 | 0 | 0 | 0 | 0 | 0 | 0 | 0 | 0 | 0 | 0 | 0 | 0 | 1132.7024 | 1147.664 | 1164.0262
BILLINGS BELLROCK | BILLINGS BELLROCK 2 | 42000 |  |  |  |  | 0 | 52.14% | 0.6539% | 0 | 0 | 0 | 0 | 0 | 0 | 0 | 0 | 0 | 0 | 0 | 0 | 0 | 0 | 0 | 0 | 0 | 0 | 0 | 0 | 0 | 0 | 0 | 0 | 0 | 0 | 1035.3317 | 1049.0071 | 1063.9628
BILLINGS EASTSIDE | BILLINGS EASTSIDE 3 | 20000 |  |  |  |  | 0 | 52.14% | 0.6055% | 0 | 0 | 0 | 0 | 0 | 0 | 0 | 0 | 0 | 0 | 0 | 0 | 0 | 0 | 0 | 0 | 0 | 0 | 0 | 0 | 0 | 0 | 0 | 0 | 0 | 0 | 958.7039 | 971.3671 | 985.2159
BILLINGS EASTSIDE | BILLINGS EASTSIDE 4 | 20000 |  |  |  |  | 0 | 52.14% | 0.6422% | 0 | 0 | 0 | 0 | 0 | 0 | 0 | 0 | 0 | 0 | 0 | 0 | 0 | 0 | 0 | 0 | 0 | 0 | 0 | 0 | 0 | 0 | 0 | 0 | 0 | 0 | 1016.8853 | 1030.3171 | 1045.0063
BILLINGS EASTSIDE | BILLINGS EASTSIDE 5 | 20000 |  |  |  |  | 0 | 52.14% | 0.5341% | 0 | 0 | 0 | 0 | 0 | 0 | 0 | 0 | 0 | 0 | 0 | 0 | 0 | 0 | 0 | 0 | 0 | 0 | 0 | 0 | 0 | 0 | 0 | 0 | 0 | 0 | 845.6493 | 856.8193 | 869.0349
BILLINGS KING AVE | BILLINGS KING AVE. 1 | 20000 |  |  |  |  | 0 | 52.14% | 0.6403% | 0 | 0 | 0 | 0 | 0 | 0 | 0 | 0 | 0 | 0 | 0 | 0 | 0 | 0 | 0 | 0 | 0 | 0 | 0 | 0 | 0 | 0 | 0 | 0 | 0 | 0 | 1013.8765 | 1027.2686 | 1041.9143
BILLINGS KING AVE | BILLINGS KING AVE. 2 | 20000 |  |  |  |  | 0 | 52.14% | 0.3577% | 0 | 0 | 0 | 0 | 0 | 0 | 0 | 0 | 0 | 0 | 0 | 0 | 0 | 0 | 0 | 0 | 0 | 0 | 0 | 0 | 0 | 0 | 0 | 0 | 0 | 0 | 566.362 | 573.843 | 582.0242
BILLINGS MERIDIAN | BILLINGS MERIDIAN BANK 1 | 20000 |  |  |  |  | 0 | 52.14% | 0.7639% | 0 | 0 | 0 | 0 | 0 | 0 | 0 | 0 | 0 | 0 | 0 | 0 | 0 | 0 | 0 | 0 | 0 | 0 | 0 | 0 | 0 | 0 | 0 | 0 | 0 | 0 | 1209.5369 | 1225.5134 | 1242.9855
BILLINGS MERIDIAN | BILLINGS MERIDIAN BANK 2 | 20000 |  |  |  |  | 0 | 52.14% | 0.5657% | 0 | 0 | 0 | 0 | 0 | 0 | 0 | 0 | 0 | 0 | 0 | 0 | 0 | 0 | 0 | 0 | 0 | 0 | 0 | 0 | 0 | 0 | 0 | 0 | 0 | 0 | 895.737 | 907.5685 | 920.5077
BILLINGS RIMROCK | BILLINGS RIMROCK | 20000 |  |  |  |  | 0 | 52.14% | 0.3911% | 0 | 0 | 0 | 0 | 0 | 0 | 0 | 0 | 0 | 0 | 0 | 0 | 0 | 0 | 0 | 0 | 0 | 0 | 0 | 0 | 0 | 0 | 0 | 0 | 0 | 0 | 619.2815 | 627.4614 | 636.4071
BILLINGS STEAMPLANT | BILLINGS STEAMPLANT SWYD A | 20000 |  |  |  |  | 0 | 52.14% | 0.6118% | 0 | 0 | 0 | 0 | 0 | 0 | 0 | 0 | 0 | 0 | 0 | 0 | 0 | 0 | 0 | 0 | 0 | 0 | 0 | 0 | 0 | 0 | 0 | 0 | 0 | 0 | 0 | 0 | 0
BILLINGS STEAMPLANT | BILLINGS STEAMPLANT SWYD B | 20000 |  |  |  |  | 0 | 52.14% | 0.5713% | 0 | 0 | 0 | 0 | 0 | 0 | 0 | 0 | 0 | 0 | 0 | 0 | 0 | 0 | 0 | 0 | 0 | 0 | 0 | 0 | 0 | 0 | 0 | 0 | 0 | 0 | 0 | 0 | 0
BILLINGS WICKS LANE | BILLINGS WICKS LANE 1 | 25000 |  |  |  |  | 0 | 52.14% | 0.3169% | 0 | 0 | 0 | 0 | 0 | 0 | 0 | 0 | 0 | 0 | 0 | 0 | 0 | 0 | 0 | 0 | 0 | 0 | 0 | 0 | 0 | 0 | 0 | 0 | 0 | 0 | 501.7695 | 508.3972 | 515.6454
BILLINGS WICKS LANE | BILLINGS WICKS LANE 2 | 25000 |  |  |  |  | 0 | 52.14% | 0.2395% | 0 | 0 | 0 | 0 | 0 | 0 | 0 | 0 | 0 | 0 | 0 | 0 | 0 | 0 | 0 | 0 | 0 | 0 | 0 | 0 | 0 | 0 | 0 | 0 | 0 | 0 | 379.1723 | 384.1807 | 389.6579
BONNER | BONNER FDR 61 & 62 | 20000 |  |  |  |  | 0 | 52.14% | 0.06356% | 0 | 0 | 0 | 0 | 0 | 0 | 0 | 0 | 0 | 0 | 0 | 0 | 0 | 0 | 0 | 0 | 0 | 0 | 0 | 0 | 0 | 0 | 0 | 0 | 0 | 0 | 0 | 0 | 0
BOULDER | BOULDER | 5000 |  |  |  |  | 0 | 52.14% | 0.4172% | 0 | 0 | 0 | 0 | 0 | 0 | 0 | 0 | 0 | 0 | 0 | 0 | 0 | 0 | 0 | 0 | 0 | 0 | 0 | 0 | 0 | 0 | 0 | 0 | 0 | 0 | 0 | 0 | 0
BOX ELDER | BOX ELDER | 1000 |  |  |  |  | 0 | 52.14% | 0.791% | 0 | 0 | 0 | 0 | 0 | 0 | 0 | 0 | 0 | 0 | 0 | 0 | 0 | 0 | 0 | 0 | 0 | 0 | 0 | 0 | 0 | 0 | 0 | 0 | 0 | 0 | 0 | 0 | 0
BOZEMAN EAST | BOZEMAN EAST GALLATIN 3 | 10000 |  |  |  |  | 0 | 52.14% | 0.8644% | 0 | 0 | 0 | 0 | 0 | 0 | 0 | 0 | 0 | 0 | 0 | 0 | 0 | 0 | 0 | 0 | 0 | 0 | 0 | 0 | 0 | 0 | 0 | 0 | 0 | 0 | 0 | 0 | 0
BOZEMAN EAST | BOZEMAN EAST GALLATIN 4 | 20000 |  |  |  |  | 0 | 52.14% | 0.9796% | 0 | 0 | 0 | 0 | 0 | 0 | 0 | 0 | 0 | 0 | 0 | 0 | 0 | 0 | 0 | 0 | 0 | 0 | 0 | 0 | 0 | 0 | 0 | 0 | 0 | 0 | 0 | 0 | 0
BOZEMAN SOURDOUGH | BOZEMAN SOURDOUGH #1 | 20000 |  |  |  |  | 1 | 52.14% | 0.9586% | 0 | 0 | 0 | 0 | 0 | 0 | 0 | 0 | 0 | 0 | 0 | 0 | 0 | 0 | 0 | 0 | 0 | 0 | 0 | 0 | 0 | 0 | 0 | 0 | 0 | 0 | 0 | 0 | 0
BOZEMAN SOUTHSIDE | BOZEMAN SOUTHSIDE 5 | 20000 |  |  |  |  | 0 | 52.14% | 1.021% | 0 | 0 | 0 | 0 | 0 | 0 | 0 | 0 | 0 | 0 | 0 | 0 | 0 | 0 | 0 | 0 | 0 | 0 | 0 | 0 | 0 | 0 | 0 | 0 | 0 | 0 | 0 | 0 | 0
BOZEMAN SOUTHSIDE | BOZEMAN SOUTHSIDE 6 | 20000 |  |  |  |  | 0 | 52.14% | 1.09% | 0 | 0 | 0 | 0 | 0 | 0 | 0 | 0 | 0 | 0 | 0 | 0 | 0 | 0 | 0 | 0 | 0 | 0 | 0 | 0 | 0 | 0 | 0 | 0 | 0 | 0 | 1188.8266 | 1204.6488 | 1220.6816
BOZEMAN WESTSIDE | BOZEMAN WESTSIDE BK1 | 20000 |  |  |  |  | 0 | 52.14% | 0.03559% | 0 | 0 | 0 | 0 | 0 | 0 | 0 | 0 | 0 | 0 | 0 | 0 | 0 | 0 | 0 | 0 | 0 | 0 | 0 | 0 | 0 | 0 | 0 | 0 | 0 | 0 | 0 | 0 | 0
BOZEMAN WESTSIDE | BOZEMAN WESTSIDE BK2 | 42000 |  |  |  |  | 0 | 52.14% | 0.2146% | 0 | 0 | 0 | 0 | 0 | 0 | 0 | 0 | 0 | 0 | 0 | 0 | 0 | 0 | 0 | 0 | 0 | 0 | 0 | 0 | 0 | 0 | 0 | 0 | 0 | 0 | 0 | 0 | 0
BRADY | BRADY | 1000 |  |  |  |  | 0 | 52.14% | 0.104% | 0 | 0 | 0 | 0 | 0 | 0 | 0 | 0 | 0 | 0 | 0 | 0 | 0 | 0 | 0 | 0 | 0 | 0 | 0 | 0 | 0 | 0 | 0 | 0 | 0 | 0 | 124.4748 | 125.9306 | 127.4034
BRIDGER | BRIDGER | 12500 |  |  |  |  | 0 | 52.14% | 0.742% | 0 | 0 | 0 | 0 | 0 | 0 | 0 | 0 | 0 | 0 | 0 | 0 | 0 | 0 | 0 | 0 | 0 | 0 | 0 | 0 | 0 | 0 | 0 | 0 | 0 | 0 | 841.1525 | 847.1164 | 853.1226
BROADVIEW CITY | BROADVIEW CITY | 2000 |  |  |  |  | 0 | 52.14% | 0.5136% | 0 | 0 | 0 | 0 | 0 | 0 | 0 | 0 | 0 | 0 | 0 | 0 | 0 | 0 | 0 | 0 | 0 | 0 | 0 | 0 | 0 | 0 | 0 | 0 | 0 | 0 | 0 | 0 | 0
BUTLER CREEK | BUTLER CREEK | 20000 |  |  |  |  | 0 | 29.16% | 0.3253% | 0 | 0 | 0 | 0 | 0 | 0 | 0 | 0 | 0 | 0 | 0 | 0 | 0 | 0 | 0 | 0 | 0 | 0 | 0 | 0 | 0 | 0 | 0 | 0 | 0 | 0 | 108.3418 | 108.5124 | 108.6832
BUTTE CORA | BUTTE CORA | 20000 |  |  |  |  | 0 | 52.14% | 0.6546% | 0 | 0 | 0 | 0 | 0 | 0 | 0 | 0 | 0 | 0 | 0 | 0 | 0 | 0 | 0 | 0 | 0 | 0 | 0 | 0 | 0 | 0 | 0 | 0 | 0 | 0 | 0 | 0 | 0
BUTTE INDUSTRIAL PARK | BUTTE INDUSTRIAL PARK | 10000 |  |  |  |  | 0 | 52.14% | 0.2844% | 0 | 0 | 0 | 0 | 0 | 0 | 0 | 0 | 0 | 0 | 0 | 0 | 0 | 0 | 0 | 0 | 0 | 0 | 0 | 0 | 0 | 0 | 0 | 0 | 0 | 0 | 0 | 0 | 0
BUTTE MONTANA ST | BUTTE MONTANA ST. SWITCHYARD 1 | 6240 |  |  |  |  | 1 | 52.14% | 0.1636% | 0 | 0 | 0 | 0 | 0 | 0 | 0 | 0 | 0 | 0 | 0 | 0 | 0 | 0 | 0 | 0 | 0 | 0 | 0 | 0 | 0 | 0 | 0 | 0 | 0 | 0 | 0 | 0 | 0
BUTTE MONTANA ST | BUTTE MONTANA ST. SWITCHYARD 2 | 6240 |  |  |  |  | 1 | 52.14% | 0.2195% | 0 | 0 | 0 | 0 | 0 | 0 | 0 | 0 | 0 | 0 | 0 | 0 | 0 | 0 | 0 | 0 | 0 | 0 | 0 | 0 | 0 | 0 | 0 | 0 | 0 | 0 | 0 | 0 | 0
BUTTE MONTANA ST | BUTTE MONTANA ST. SWITCHYARD 3 | 25000 |  |  |  |  | 0 | 52.14% | 0% | 0 | 0 | 0 | 0 | 0 | 0 | 0 | 0 | 0 | 0 | 0 | 0 | 0 | 0 | 0 | 0 | 0 | 0 | 0 | 0 | 0 | 0 | 0 | 0 | 0 | 0 | 0 | 0 | 0
BUTTE MONTANA ST | BUTTE MONTANA ST. SWITCHYARD 5 | 25000 |  |  |  |  | 0 | 52.14% | 0.06806% | 0 | 0 | 0 | 0 | 0 | 0 | 0 | 0 | 0 | 0 | 0 | 0 | 0 | 0 | 0 | 0 | 0 | 0 | 0 | 0 | 0 | 0 | 0 | 0 | 0 | 0 | 0 | 0 | 0
CANYON CREEK | CANYON CREEK | 10000 |  |  |  |  | 0 | 52.14% | 0.1397% | 0 | 0 | 0 | 0 | 0 | 0 | 0 | 0 | 0 | 0 | 0 | 0 | 0 | 0 | 0 | 0 | 0 | 0 | 0 | 0 | 0 | 0 | 0 | 0 | 0 | 0 | 0 | 0 | 0
CARTER | CARTER | 2500 |  |  |  |  | 0 | 52.14% | 0.2207% | 0 | 0 | 0 | 0 | 0 | 0 | 0 | 0 | 0 | 0 | 0 | 0 | 0 | 0 | 0 | 0 | 0 | 0 | 0 | 0 | 0 | 0 | 0 | 0 | 0 | 0 | 0 | 0 | 0
CHARLOS HEIGHTS | CHARLOS HEIGHTS | 3750 |  |  |  |  | 0 | 52.14% | 0.2894% | 0 | 0 | 0 | 0 | 0 | 0 | 0 | 0 | 0 | 0 | 0 | 0 | 0 | 0 | 0 | 0 | 0 | 0 | 0 | 0 | 0 | 0 | 0 | 0 | 0 | 0 | 0 | 0 | 0
CHESTER | CHESTER | 4995 |  |  |  |  | 0 | 52.14% | 0.2427% | 0 | 0 | 0 | 0 | 0 | 0 | 0 | 0 | 0 | 0 | 0 | 0 | 0 | 0 | 0 | 0 | 0 | 0 | 0 | 0 | 0 | 0 | 0 | 0 | 0 | 0 | 0 | 0 | 0
CHINOOK | CHINOOK | 5000 |  |  |  |  | 0 | 52.14% | 0.09987% | 0 | 0 | 0 | 0 | 0 | 0 | 0 | 0 | 0 | 0 | 0 | 0 | 0 | 0 | 0 | 0 | 0 | 0 | 0 | 0 | 0 | 0 | 0 | 0 | 0 | 0 | 158.1268 | 160.2155 | 162.4997
CHOTEAU | CHOTEAU 1 | 2500 |  |  |  |  | 0 | 52.14% | 0.0499% | 0 | 0 | 0 | 0 | 0 | 0 | 0 | 0 | 0 | 0 | 0 | 0 | 0 | 0 | 0 | 0 | 0 | 0 | 0 | 0 | 0 | 0 | 0 | 0 | 0 | 0 | 0 | 0 | 0
CHOTEAU | CHOTEAU 2 | 5000 |  |  |  |  | 0 | 52.14% | 0.8103% | 0 | 0 | 0 | 0 | 0 | 0 | 0 | 0 | 0 | 0 | 0 | 0 | 0 | 0 | 0 | 0 | 0 | 0 | 0 | 0 | 0 | 0 | 0 | 0 | 0 | 0 | 863.0934 | 866.5459 | 870.0122
CIRCLE BRIDGE | CIRCLE BRIDGE | 1500 |  |  |  |  | 0 | 52.14% | 0.6973% | 0 | 0 | 0 | 0 | 0 | 0 | 0 | 0 | 0 | 0 | 0 | 0 | 0 | 0 | 0 | 0 | 0 | 0 | 0 | 0 | 0 | 0 | 0 | 0 | 0 | 0 | 242.0251 | 239.184 | 236.3763
CITY SUB #1 | CITY SUB #1 | 20000 |  |  |  |  | 0 | 52.14% | 0.359% | 0 | 0 | 0 | 0 | 0 | 0 | 0 | 0 | 0 | 0 | 0 | 0 | 0 | 0 | 0 | 0 | 0 | 0 | 0 | 0 | 0 | 0 | 0 | 0 | 0 | 0 | 546.1821 | 547.2961 | 548.4124
CITY SUB #1 | CITY SUB #1 BNK 4 | 20000 |  |  |  |  | 0 | 52.14% | 0.06397% | 0 | 0 | 0 | 0 | 0 | 0 | 0 | 0 | 0 | 0 | 0 | 0 | 0 | 0 | 0 | 0 | 0 | 0 | 0 | 0 | 0 | 0 | 0 | 0 | 0 | 0 | 0 | 0 | 0
CLANCY | CLANCY | 6220 |  |  |  |  | 0 | 52.14% | 0.04704% | 0 | 0 | 0 | 0 | 0 | 0 | 0 | 0 | 0 | 0 | 0 | 0 | 0 | 0 | 0 | 0 | 0 | 0 | 0 | 0 | 0 | 0 | 0 | 0 | 0 | 0 | 0 | 0 | 0
COBBLESTONE | COBBLESTONE | 5000 |  |  |  |  | 0 | 52.14% | 0.4375% | 0 | 0 | 0 | 0 | 0 | 0 | 0 | 0 | 0 | 0 | 0 | 0 | 0 | 0 | 0 | 0 | 0 | 0 | 0 | 0 | 0 | 0 | 0 | 0 | 0 | 0 | 692.6761 | 701.8255 | 711.8314
COLLINS | COLLINS | 2500 |  |  |  |  | 0 | 52.14% | 0.414% | 0 | 0 | 0 | 0 | 0 | 0 | 0 | 0 | 0 | 0 | 0 | 0 | 0 | 0 | 0 | 0 | 0 | 0 | 0 | 0 | 0 | 0 | 0 | 0 | 0 | 0 | 2.5819 | 2.6074 | 2.6331
COLSTRIP SWITCHYARD | COLSTRIP SWITCHYARD (TOWN) 1 | 20000 |  |  |  |  | 0 | 8.129% | 0.1432% | 0 | 0 | 0 | 0 | 0 | 0 | 0 | 0 | 0 | 0 | 0 | 0 | 0 | 0 | 0 | 0 | 0 | 0 | 0 | 0 | 0 | 0 | 0 | 0 | 0 | 0 | 35.3487 | 35.8157 | 36.3263
COLSTRIP SWITCHYARD | COLSTRIP SWITCHYARD (TOWN) 2 | 20000 |  |  |  |  | 0 | 52.14% | 0.2495% | 0 | 0 | 0 | 0 | 0 | 0 | 0 | 0 | 0 | 0 | 0 | 0 | 0 | 0 | 0 | 0 | 0 | 0 | 0 | 0 | 0 | 0 | 0 | 0 | 0 | 0 | 0 | 0 | 0
CONRAD CITY | CONRAD CITY BNK 1 | 3750 |  |  |  |  | 0 | 52.14% | 0.1225% | 0 | 0 | 0 | 0 | 0 | 0 | 0 | 0 | 0 | 0 | 0 | 0 | 0 | 0 | 0 | 0 | 0 | 0 | 0 | 0 | 0 | 0 | 0 | 0 | 0 | 0 | 173.0936 | 173.2925 | 173.4917
CONRAD CITY | CONRAD CITY BNK 2 | 6250 |  |  |  |  | 0 | 52.14% | 0.2894% | 0 | 0 | 0 | 0 | 0 | 0 | 0 | 0 | 0 | 0 | 0 | 0 | 0 | 0 | 0 | 0 | 0 | 0 | 0 | 0 | 0 | 0 | 0 | 0 | 0 | 0 | 0 | 0 | 0
CONRAD | CONRAD PUMP | 9375 |  |  |  |  | 0 | 52.14% | 0.1241% | 0 | 0 | 0 | 0 | 0 | 0 | 0 | 0 | 0 | 0 | 0 | 0 | 0 | 0 | 0 | 0 | 0 | 0 | 0 | 0 | 0 | 0 | 0 | 0 | 0 | 0 | 0 | 0 | 0
CORVALLIS | CORVALLIS | 5000 |  |  |  |  | 0 | 52.14% | 0.4535% | 0 | 0 | 0 | 0 | 0 | 0 | 0 | 0 | 0 | 0 | 0 | 0 | 0 | 0 | 0 | 0 | 0 | 0 | 0 | 0 | 0 | 0 | 0 | 0 | 0 | 0 | 9.9354 | 9.9732 | 10.0112
CRAIG | CRAIG | 4992 |  |  |  |  | 0 | 52.14% | 0.4338% | 0 | 0 | 0 | 0 | 0 | 0 | 0 | 0 | 0 | 0 | 0 | 0 | 0 | 0 | 0 | 0 | 0 | 0 | 0 | 0 | 0 | 0 | 0 | 0 | 0 | 0 | 686.7772 | 695.8487 | 705.6826
DARBY | DARBY 1 | 6250 |  |  |  |  | 0 | 52.14% | 0.276% | 0 | 0 | 0 | 0 | 0 | 0 | 0 | 0 | 0 | 0 | 0 | 0 | 0 | 0 | 0 | 0 | 0 | 0 | 0 | 0 | 0 | 0 | 0 | 0 | 0 | 0 | 0 | 0 | 0
DARBY | DARBY 2 | 6250 |  |  |  |  | 0 | 52.14% | 0.7364% | 0 | 0 | 0 | 0 | 0 | 0 | 0 | 0 | 0 | 0 | 0 | 0 | 0 | 0 | 0 | 0 | 0 | 0 | 0 | 0 | 0 | 0 | 0 | 0 | 0 | 0 | 0 | 0 | 0
DEER LODGE CITY | DEER LODGE CITY | 6000 |  |  |  |  | 1 | 52.14% | 0.1229% | 0 | 0 | 0 | 0 | 0 | 0 | 0 | 0 | 0 | 0 | 0 | 0 | 0 | 0 | 0 | 0 | 0 | 0 | 0 | 0 | 0 | 0 | 0 | 0 | 0 | 0 | 0 | 0 | 0
DEER LODGE CITY | DEER LODGE CITY 25KV | 20000 |  |  |  |  | 0 | 52.14% | 0.05674% | 0 | 0 | 0 | 0 | 0 | 0 | 0 | 0 | 0 | 0 | 0 | 0 | 0 | 0 | 0 | 0 | 0 | 0 | 0 | 0 | 0 | 0 | 0 | 0 | 0 | 0 | 89.8429 | 91.0296 | 92.3274
DENTON | DENTON | 2500 |  |  |  |  | 0 | 52.14% | 0.05645% | 0 | 0 | 0 | 0 | 0 | 0 | 0 | 0 | 0 | 0 | 0 | 0 | 0 | 0 | 0 | 0 | 0 | 0 | 0 | 0 | 0 | 0 | 0 | 0 | 0 | 0 | 0 | 0 | 0
DIAMOND | DIAMOND MATCH | 2500 |  |  |  |  | 0 | 52.14% | 0.09344% | 0 | 0 | 0 | 0 | 0 | 0 | 0 | 0 | 0 | 0 | 0 | 0 | 0 | 0 | 0 | 0 | 0 | 0 | 0 | 0 | 0 | 0 | 0 | 0 | 0 | 0 | 0 | 0 | 0
DILLON | DILLON AIRPORT | 2500 |  |  |  |  | 0 | 52.14% | 0.04351% | 0 | 0 | 0 | 0 | 0 | 0 | 0 | 0 | 0 | 0 | 0 | 0 | 0 | 0 | 0 | 0 | 0 | 0 | 0 | 0 | 0 | 0 | 0 | 0 | 0 | 0 | 68.8859 | 69.7958 | 70.7908
DIVIDE | DIVIDE | 4992 |  |  |  |  | 0 | 52.14% | 0.09709% | 0 | 0 | 0 | 0 | 0 | 0 | 0 | 0 | 0 | 0 | 0 | 0 | 0 | 0 | 0 | 0 | 0 | 0 | 0 | 0 | 0 | 0 | 0 | 0 | 0 | 0 | 0 | 0 | 0
DODSON | DODSON | 1002 |  |  |  |  | 0 | 52.14% | 0.1511% | 0 | 0 | 0 | 0 | 0 | 0 | 0 | 0 | 0 | 0 | 0 | 0 | 0 | 0 | 0 | 0 | 0 | 0 | 0 | 0 | 0 | 0 | 0 | 0 | 0 | 0 | 0 | 0 | 0
DOWNER | DOWNER | 2500 |  |  |  |  | 0 | 52.14% | 0.005706% | 0 | 0 | 0 | 0 | 0 | 0 | 0 | 0 | 0 | 0 | 0 | 0 | 0 | 0 | 0 | 0 | 0 | 0 | 0 | 0 | 0 | 0 | 0 | 0 | 0 | 0 | 9.0338 | 9.1532 | 9.2837
DRUMMOND | DRUMMOND CITY | 6250 |  |  |  |  | 0 | 52.14% | 1.508% | 0 | 0 | 0 | 0 | 0 | 0 | 0 | 0 | 0 | 0 | 0 | 0 | 0 | 0 | 0 | 0 | 0 | 0 | 0 | 0 | 0 | 0 | 0 | 0 | 0 | 0 | 269.8425 | 268.1112 | 266.391
EAST BENCH | EAST BENCH | 2500 |  |  |  |  | 0 | 52.14% | 0.473% | 0 | 0 | 0 | 0 | 0 | 0 | 0 | 0 | 0 | 0 | 0 | 0 | 0 | 0 | 0 | 0 | 0 | 0 | 0 | 0 | 0 | 0 | 0 | 0 | 0 | 0 | 327.2209 | 326.447 | 325.6749
EAST HELENA SWYD | EAST HELENA SWYD 1 | 25000 |  |  |  |  | 1 | 47.02% | 0.7169% | 0 | 0 | 0 | 0 | 0 | 0 | 0 | 0 | 0 | 0 | 0 | 0 | 0 | 0 | 0 | 0 | 0 | 0 | 0 | 0 | 0 | 0 | 0 | 0 | 0 | 0 | 155.4585 | 156.2601 | 157.0658
EAST HELENA SWYD | EAST HELENA SWYD 4 | 40000 |  |  |  |  | 1 | 52.14% | 0.06976% | 0 | 0 | 0 | 0 | 0 | 0 | 0 | 0 | 0 | 0 | 0 | 0 | 0 | 0 | 0 | 0 | 0 | 0 | 0 | 0 | 0 | 0 | 0 | 0 | 0 | 0 | 0 | 0 | 0
ENNIS | ENNIS | 10000 |  |  |  |  | 0 | 52.14% | 0.1632% | 0 | 0 | 0 | 0 | 0 | 0 | 0 | 0 | 0 | 0 | 0 | 0 | 0 | 0 | 0 | 0 | 0 | 0 | 0 | 0 | 0 | 0 | 0 | 0 | 0 | 0 | 0 | 0 | 0
EUSTIS | EUSTIS | 3000 |  |  |  |  | 0 | 52.14% | 0.1775% | 0 | 0 | 0 | 0 | 0 | 0 | 0 | 0 | 0 | 0 | 0 | 0 | 0 | 0 | 0 | 0 | 0 | 0 | 0 | 0 | 0 | 0 | 0 | 0 | 0 | 0 | 0 | 0 | 0
FAIRFIELD | FAIRFIELD | 3000 |  |  |  |  | 0 | 52.14% | 0.1649% | 0 | 0 | 0 | 0 | 0 | 0 | 0 | 0 | 0 | 0 | 0 | 0 | 0 | 0 | 0 | 0 | 0 | 0 | 0 | 0 | 0 | 0 | 0 | 0 | 0 | 0 | 0 | 0 | 0
FAIRMONT | FAIRMONT | 5000 |  |  |  |  | 0 | 52.14% | 0.1785% | 0 | 0 | 0 | 0 | 0 | 0 | 0 | 0 | 0 | 0 | 0 | 0 | 0 | 0 | 0 | 0 | 0 | 0 | 0 | 0 | 0 | 0 | 0 | 0 | 0 | 0 | 31.6721 | 31.9134 | 32.1566
FLORENCE | FLORENCE | 2500 |  |  |  |  | 0 | 52.14% | 0.2305% | 0 | 0 | 0 | 0 | 0 | 0 | 0 | 0 | 0 | 0 | 0 | 0 | 0 | 0 | 0 | 0 | 0 | 0 | 0 | 0 | 0 | 0 | 0 | 0 | 0 | 0 | 0 | 0 | 0
FORT BELKNAP | FORT BELKNAP | 2496 |  |  |  |  | 0 | 52.14% | 0.1151% | 0 | 0 | 0 | 0 | 0 | 0 | 0 | 0 | 0 | 0 | 0 | 0 | 0 | 0 | 0 | 0 | 0 | 0 | 0 | 0 | 0 | 0 | 0 | 0 | 0 | 0 | 0 | 0 | 0
FORT BENTON | FORT BENTON BNK 1 | 5000 |  |  |  |  | 0 | 52.14% | 0.1043% | 0 | 0 | 0 | 0 | 0 | 0 | 0 | 0 | 0 | 0 | 0 | 0 | 0 | 0 | 0 | 0 | 0 | 0 | 0 | 0 | 0 | 0 | 0 | 0 | 0 | 0 | 165.093 | 167.2737 | 169.6585
FORT BENTON | FORT BENTON BNK 2 | 6250 |  |  |  |  | 0 | 52.14% | 0.05278% | 0 | 0 | 0 | 0 | 0 | 0 | 0 | 0 | 0 | 0 | 0 | 0 | 0 | 0 | 0 | 0 | 0 | 0 | 0 | 0 | 0 | 0 | 0 | 0 | 0 | 0 | 83.5745 | 84.6785 | 85.8857
FROMBERG | FROMBERG | 2500 |  |  |  |  | 0 | 52.14% | 0.3188% | 0 | 0 | 0 | 0 | 0 | 0 | 0 | 0 | 0 | 0 | 0 | 0 | 0 | 0 | 0 | 0 | 0 | 0 | 0 | 0 | 0 | 0 | 0 | 0 | 0 | 0 | 504.7612 | 511.4285 | 518.7199
GAGE | GAGE | 2333 |  |  |  |  | 0 | 52.14% | 0.09698% | 0 | 0 | 0 | 0 | 0 | 0 | 0 | 0 | 0 | 0 | 0 | 0 | 0 | 0 | 0 | 0 | 0 | 0 | 0 | 0 | 0 | 0 | 0 | 0 | 0 | 0 | 0 | 0 | 0
GARDINER | GARDINER | 5000 |  |  |  |  | 0 | 52.14% | 0.8083% | 0 | 0 | 0 | 0 | 0 | 0 | 0 | 0 | 0 | 0 | 0 | 0 | 0 | 0 | 0 | 0 | 0 | 0 | 0 | 0 | 0 | 0 | 0 | 0 | 0 | 0 | 0 | 0 | 0
GERALDINE | GERALDINE | 1998 |  |  |  |  | 0 | 52.14% | 0.7352% | 0 | 0 | 0 | 0 | 0 | 0 | 0 | 0 | 0 | 0 | 0 | 0 | 0 | 0 | 0 | 0 | 0 | 0 | 0 | 0 | 0 | 0 | 0 | 0 | 0 | 0 | 0 | 0 | 0
GILDFORD | GILDFORD | 500 |  |  |  |  | 0 | 52.14% | 0.02949% | 0 | 0 | 0 | 0 | 0 | 0 | 0 | 0 | 0 | 0 | 0 | 0 | 0 | 0 | 0 | 0 | 0 | 0 | 0 | 0 | 0 | 0 | 0 | 0 | 0 | 0 | 17.6317 | 17.6177 | 17.6037
GLASGOW | GLASGOW EASTSIDE | 6250 |  |  |  |  | 0 | 52.14% | 0.178% | 0 | 0 | 0 | 0 | 0 | 0 | 0 | 0 | 0 | 0 | 0 | 0 | 0 | 0 | 0 | 0 | 0 | 0 | 0 | 0 | 0 | 0 | 0 | 0 | 0 | 0 | 281.8536 | 285.5765 | 289.648
GLASGOW WESTSIDE | GLASGOW WESTSIDE #1 | 6250 |  |  |  |  | 0 | 52.14% | 0.3384% | 0 | 0 | 0 | 0 | 0 | 0 | 0 | 0 | 0 | 0 | 0 | 0 | 0 | 0 | 0 | 0 | 0 | 0 | 0 | 0 | 0 | 0 | 0 | 0 | 0 | 0 | 535.8546 | 542.9326 | 550.6732
GLASGOW WESTSIDE | GLASGOW WESTSIDE #2 | 6250 |  |  |  |  | 0 | 52.14% | 0.2933% | 0 | 0 | 0 | 0 | 0 | 0 | 0 | 0 | 0 | 0 | 0 | 0 | 0 | 0 | 0 | 0 | 0 | 0 | 0 | 0 | 0 | 0 | 0 | 0 | 0 | 0 | 464.3322 | 470.4655 | 477.1729
GREAT FALLS CITY | GREAT FALLS CITY (NORTH BANK) | 20000 |  |  |  |  | 0 | 52.14% | 0.8653% | 0 | 0 | 0 | 0 | 0 | 0 | 0 | 0 | 0 | 0 | 0 | 0 | 0 | 0 | 0 | 0 | 0 | 0 | 0 | 0 | 0 | 0 | 0 | 0 | 0 | 0 | 1370.0044 | 1388.1005 | 1407.8906
GREAT FALLS CITY | GREAT FALLS CITY (SOUTH BANK) | 40000 |  |  |  |  | 0 | 52.14% | 0.9786% | 0 | 0 | 0 | 0 | 0 | 0 | 0 | 0 | 0 | 0 | 0 | 0 | 0 | 0 | 0 | 0 | 0 | 0 | 0 | 0 | 0 | 0 | 0 | 0 | 0 | 0 | 0 | 0 | 0
GREAT FALLS EASTSIDE | GREAT FALLS EASTSIDE 1 | 25000 |  |  |  |  | 0 | 52.14% | 0.9251% | 0 | 0 | 0 | 0 | 0 | 0 | 0 | 0 | 0 | 0 | 0 | 0 | 0 | 0 | 0 | 0 | 0 | 0 | 0 | 0 | 0 | 0 | 0 | 0 | 0 | 0 | 0 | 0 | 0
GREAT FALLS EASTSIDE | GREAT FALLS EASTSIDE 2 | 12500 |  |  |  |  | 0 | 52.14% | 0.3073% | 0 | 0 | 0 | 0 | 0 | 0 | 0 | 0 | 0 | 0 | 0 | 0 | 0 | 0 | 0 | 0 | 0 | 0 | 0 | 0 | 0 | 0 | 0 | 0 | 0 | 0 | 486.5414 | 492.968 | 499.9962
GREAT FALLS NORTHEAST | GREAT FALLS NORTHEAST | 20000 |  |  |  |  | 0 | 52.14% | 0.8624% | 0 | 0 | 0 | 0 | 0 | 0 | 0 | 0 | 0 | 0 | 0 | 0 | 0 | 0 | 0 | 0 | 0 | 0 | 0 | 0 | 0 | 0 | 0 | 0 | 0 | 0 | 1365.5172 | 1383.554 | 1403.2793
GREAT FALLS NORTHWEST | GREAT FALLS NORTHWEST (EAST BANK) | 20000 |  |  |  |  | 0 | 52.14% | 1.299% | 0 | 0 | 0 | 0 | 0 | 0 | 0 | 0 | 0 | 0 | 0 | 0 | 0 | 0 | 0 | 0 | 0 | 0 | 0 | 0 | 0 | 0 | 0 | 0 | 0 | 0 | 2057.3252 | 2084.4999 | 2114.2185
GREAT FALLS NORTHWEST | GREAT FALLS NORTHWEST (WEST BANK) | 20000 |  |  |  |  | 0 | 52.14% | 1.051% | 0 | 0 | 0 | 0 | 0 | 0 | 0 | 0 | 0 | 0 | 0 | 0 | 0 | 0 | 0 | 0 | 0 | 0 | 0 | 0 | 0 | 0 | 0 | 0 | 0 | 0 | 1664.8092 | 1686.7992 | 1710.8479
GREAT FALLS RIVERVIEW | GREAT FALLS RIVERVIEW #1 | 20000 |  |  |  |  | 0 | 52.14% | 0.6961% | 0 | 0 | 0 | 0 | 0 | 0 | 0 | 0 | 0 | 0 | 0 | 0 | 0 | 0 | 0 | 0 | 0 | 0 | 0 | 0 | 0 | 0 | 0 | 0 | 0 | 0 | 0 | 0 | 0
GREAT FALLS RIVERVIEW | GREAT FALLS RIVERVIEW #2 | 25000 |  |  |  |  | 0 | 52.14% | 0.3409% | 0 | 0 | 0 | 0 | 0 | 0 | 0 | 0 | 0 | 0 | 0 | 0 | 0 | 0 | 0 | 0 | 0 | 0 | 0 | 0 | 0 | 0 | 0 | 0 | 0 | 0 | 0 | 0 | 0
GREAT FALLS SOUTHEAST | GREAT FALLS SOUTHEAST | 42000 |  |  |  |  | 0 | 52.14% | 0.6588% | 0 | 0 | 0 | 0 | 0 | 0 | 0 | 0 | 0 | 0 | 0 | 0 | 0 | 0 | 0 | 0 | 0 | 0 | 0 | 0 | 0 | 0 | 0 | 0 | 0 | 0 | 865.8387 | 864.5511 | 863.2653
GREAT FALLS SOUTHWEST | GREAT FALLS SOUTHWEST | 20000 |  |  |  |  | 0 | 52.14% | 1.289% | 0 | 0 | 0 | 0 | 0 | 0 | 0 | 0 | 0 | 0 | 0 | 0 | 0 | 0 | 0 | 0 | 0 | 0 | 0 | 0 | 0 | 0 | 0 | 0 | 0 | 0 | 0 | 0 | 0
GREY | GREY CLIFF | 1800 |  |  |  |  | 0 | 52.14% | 0.06976% | 0 | 0 | 0 | 0 | 0 | 0 | 0 | 0 | 0 | 0 | 0 | 0 | 0 | 0 | 0 | 0 | 0 | 0 | 0 | 0 | 0 | 0 | 0 | 0 | 0 | 0 | 110.4476 | 111.9064 | 113.5019
GRIZZLY | GRIZZLY PEAK | 5000 |  |  |  |  | 0 | 52.14% | 0.1246% | 0 | 0 | 0 | 0 | 0 | 0 | 0 | 0 | 0 | 0 | 0 | 0 | 0 | 0 | 0 | 0 | 0 | 0 | 0 | 0 | 0 | 0 | 0 | 0 | 0 | 0 | 0 | 0 | 0
HAMILTON SOUTHSIDE | HAMILTON SOUTHSIDE 1 | 20000 |  |  |  |  | 0 | 52.14% | 1.405% | 0 | 0 | 0 | 0 | 0 | 0 | 0 | 0 | 0 | 0 | 0 | 0 | 0 | 0 | 0 | 0 | 0 | 0 | 0 | 0 | 0 | 0 | 0 | 0 | 0 | 0 | 0 | 0 | 0
HAMILTON SOUTHSIDE | HAMILTON SOUTHSIDE 2 | 20000 |  |  |  |  | 0 | 52.14% | 0.9629% | 0 | 0 | 0 | 0 | 0 | 0 | 0 | 0 | 0 | 0 | 0 | 0 | 0 | 0 | 0 | 0 | 0 | 0 | 0 | 0 | 0 | 0 | 0 | 0 | 0 | 0 | 14.6579 | 14.8206 | 14.9852
HARDIN | HARDIN CITY | 20000 |  |  |  |  | 0 | 52.14% | 0.5745% | 0 | 0 | 0 | 0 | 0 | 0 | 0 | 0 | 0 | 0 | 0 | 0 | 0 | 0 | 0 | 0 | 0 | 0 | 0 | 0 | 0 | 0 | 0 | 0 | 0 | 0 | 749.7502 | 751.7327 | 753.7205
HARLEM | HARLEM | 5600 |  |  |  |  | 0 | 52.14% | 0.1867% | 0 | 0 | 0 | 0 | 0 | 0 | 0 | 0 | 0 | 0 | 0 | 0 | 0 | 0 | 0 | 0 | 0 | 0 | 0 | 0 | 0 | 0 | 0 | 0 | 0 | 0 | 295.5862 | 299.4905 | 303.7604
HARLOWTON | HARLOWTON | 2500 |  |  |  |  | 0 | 52.14% | 0.1866% | 0 | 0 | 0 | 0 | 0 | 0 | 0 | 0 | 0 | 0 | 0 | 0 | 0 | 0 | 0 | 0 | 0 | 0 | 0 | 0 | 0 | 0 | 0 | 0 | 0 | 0 | 0 | 0 | 0
HARRISON | HARRISON - PONY | 2496 |  |  |  |  | 0 | 52.14% | 0.1023% | 0 | 0 | 0 | 0 | 0 | 0 | 0 | 0 | 0 | 0 | 0 | 0 | 0 | 0 | 0 | 0 | 0 | 0 | 0 | 0 | 0 | 0 | 0 | 0 | 0 | 0 | 161.9787 | 164.1183 | 166.4581
HAUGAN | HAUGAN | 1500 |  |  |  |  | 0 | 52.14% | 0.0831% | 0 | 0 | 0 | 0 | 0 | 0 | 0 | 0 | 0 | 0 | 0 | 0 | 0 | 0 | 0 | 0 | 0 | 0 | 0 | 0 | 0 | 0 | 0 | 0 | 0 | 0 | 0 | 0 | 0
HAUSER | HAUSER DIST | 4998 |  |  |  |  | 0 | 52.14% | 0.03587% | 0 | 0 | 0 | 0 | 0 | 0 | 0 | 0 | 0 | 0 | 0 | 0 | 0 | 0 | 0 | 0 | 0 | 0 | 0 | 0 | 0 | 0 | 0 | 0 | 0 | 0 | 0 | 0 | 0
HAVRE CITY | HAVRE CITY | 9375 |  |  |  |  | 0 | 52.14% | 0.3772% | 0 | 0 | 0 | 0 | 0 | 0 | 0 | 0 | 0 | 0 | 0 | 0 | 0 | 0 | 0 | 0 | 0 | 0 | 0 | 0 | 0 | 0 | 0 | 0 | 0 | 0 | 235.6901 | 233.1324 | 230.6026
HAVRE CITY | HAVRE CITY EAST BANK 1 | 6250 |  |  |  |  | 0 | 52.14% | 0.315% | 0 | 0 | 0 | 0 | 0 | 0 | 0 | 0 | 0 | 0 | 0 | 0 | 0 | 0 | 0 | 0 | 0 | 0 | 0 | 0 | 0 | 0 | 0 | 0 | 0 | 0 | 0 | 0 | 0
HAVRE CITY | HAVRE CITY WEST BANK 3 | 6250 |  |  |  |  | 0 | 52.14% | 0.4252% | 0 | 0 | 0 | 0 | 0 | 0 | 0 | 0 | 0 | 0 | 0 | 0 | 0 | 0 | 0 | 0 | 0 | 0 | 0 | 0 | 0 | 0 | 0 | 0 | 0 | 0 | 0 | 0 | 0
HAVRE EASTSIDE | HAVRE EASTSIDE | 12500 |  |  |  |  | 0 | 52.14% | 0.5168% | 0 | 0 | 0 | 0 | 0 | 0 | 0 | 0 | 0 | 0 | 0 | 0 | 0 | 0 | 0 | 0 | 0 | 0 | 0 | 0 | 0 | 0 | 0 | 0 | 0 | 0 | 818.2819 | 819.663 | 814.8164
HAVRE HIGHLAND | HAVRE HIGHLAND PARK | 10500 |  |  |  |  | 0 | 52.14% | 0.5156% | 0 | 0 | 0 | 0 | 0 | 0 | 0 | 0 | 0 | 0 | 0 | 0 | 0 | 0 | 0 | 0 | 0 | 0 | 0 | 0 | 0 | 0 | 0 | 0 | 0 | 0 | 278.2358 | 275.5514 | 272.8929
HELENA EASTSIDE | HELENA EASTSIDE 1 | 20000 |  |  |  |  | 0 | 52.14% | 1.086% | 0 | 0 | 0 | 0 | 0 | 0 | 0 | 0 | 0 | 0 | 0 | 0 | 0 | 0 | 0 | 0 | 0 | 0 | 0 | 0 | 0 | 0 | 0 | 0 | 0 | 0 | 1211.7296 | 1201.824 | 1191.9994
HELENA GOLF COURSE | HELENA GOLF COURSE 1 | 20000 |  |  |  |  | 0 | 52.14% | 1.319% | 0 | 0 | 0 | 0 | 0 | 0 | 0 | 0 | 0 | 0 | 0 | 0 | 0 | 0 | 0 | 0 | 0 | 0 | 0 | 0 | 0 | 0 | 0 | 0 | 0 | 0 | 0 | 0 | 0
HELENA GOLF COURSE | HELENA GOLF COURSE 2 | 42000 |  |  |  |  | 0 | 52.14% | 0.593% | 0 | 0 | 0 | 0 | 0 | 0 | 0 | 0 | 0 | 0 | 0 | 0 | 0 | 0 | 0 | 0 | 0 | 0 | 0 | 0 | 0 | 0 | 0 | 0 | 0 | 0 | 0 | 0 | 0
HELENA SOUTHSIDE | HELENA SOUTHSIDE 1 | 20000 |  |  |  |  | 0 | 52.14% | 0.5524% | 0 | 0 | 0 | 0 | 0 | 0 | 0 | 0 | 0 | 0 | 0 | 0 | 0 | 0 | 0 | 0 | 0 | 0 | 0 | 0 | 0 | 0 | 0 | 0 | 0 | 0 | 0 | 0 | 0
HELENA SOUTHSIDE | HELENA SOUTHSIDE 2 | 20000 |  |  |  |  | 0 | 52.14% | 0.4137% | 0 | 0 | 0 | 0 | 0 | 0 | 0 | 0 | 0 | 0 | 0 | 0 | 0 | 0 | 0 | 0 | 0 | 0 | 0 | 0 | 0 | 0 | 0 | 0 | 0 | 0 | 337.9741 | 340.8089 | 343.6674
HELENA VALLEY | HELENA VALLEY 1 | 25000 |  |  |  |  | 0 | 52.14% | 0.8777% | 0 | 0 | 0 | 0 | 0 | 0 | 0 | 0 | 0 | 0 | 0 | 0 | 0 | 0 | 0 | 0 | 0 | 0 | 0 | 0 | 0 | 0 | 0 | 0 | 0 | 0 | 0 | 0 | 0
HELENA VALLEY | HELENA VALLEY 2 | 20000 |  |  |  |  | 0 | 52.14% | 1.122% | 0 | 0 | 0 | 0 | 0 | 0 | 0 | 0 | 0 | 0 | 0 | 0 | 0 | 0 | 0 | 0 | 0 | 0 | 0 | 0 | 0 | 0 | 0 | 0 | 0 | 0 | 0 | 0 | 0
HELENA WESTSIDE | HELENA WESTSIDE 1 | 6240 |  |  |  |  | 0 | 52.14% | 1.12% | 0 | 0 | 0 | 0 | 0 | 0 | 0 | 0 | 0 | 0 | 0 | 0 | 0 | 0 | 0 | 0 | 0 | 0 | 0 | 0 | 0 | 0 | 0 | 0 | 0 | 0 | 0 | 0 | 0
HELENA WESTSIDE | HELENA WESTSIDE 2 | 25000 |  |  |  |  | 0 | 52.14% | 0% | 0 | 0 | 0 | 0 | 0 | 0 | 0 | 0 | 0 | 0 | 0 | 0 | 0 | 0 | 0 | 0 | 0 | 0 | 0 | 0 | 0 | 0 | 0 | 0 | 0 | 0 | 0 | 0 | 0
HELENA WESTSIDE | HELENA WESTSIDE 3 | 12500 |  |  |  |  | 0 | 52.14% | 0% | 0 | 0 | 0 | 0 | 0 | 0 | 0 | 0 | 0 | 0 | 0 | 0 | 0 | 0 | 0 | 0 | 0 | 0 | 0 | 0 | 0 | 0 | 0 | 0 | 0 | 0 | 0 | 0 | 0
HILLVIEW | HILLVIEW HEIGHTS #5 | 20000 |  |  |  |  | 0 | 52.14% | 0.8612% | 0 | 0 | 0 | 0 | 0 | 0 | 0 | 0 | 0 | 0 | 0 | 0 | 0 | 0 | 0 | 0 | 0 | 0 | 0 | 0 | 0 | 0 | 0 | 0 | 0 | 0 | 1017.0299 | 1015.3389 | 1013.6506
HINGHAM | HINGHAM | 1000 |  |  |  |  | 0 | 52.14% | 0.04822% | 0 | 0 | 0 | 0 | 0 | 0 | 0 | 0 | 0 | 0 | 0 | 0 | 0 | 0 | 0 | 0 | 0 | 0 | 0 | 0 | 0 | 0 | 0 | 0 | 0 | 0 | 0 | 0 | 0
HINSDALE | HINSDALE | 600 |  |  |  |  | 1 | 52.14% | 0.04456% | 0 | 0 | 0 | 0 | 0 | 0 | 0 | 0 | 0 | 0 | 0 | 0 | 0 | 0 | 0 | 0 | 0 | 0 | 0 | 0 | 0 | 0 | 0 | 0 | 0 | 0 | 70.558 | 71.49 | 72.5093
INDUSTRIAL SUB #3 | INDUSTRIAL SUB #3 - BANK 1 | 20000 |  |  |  |  | 0 | 0% | 1.134% | 0 | 0 | 0 | 0 | 0 | 0 | 0 | 0 | 0 | 0 | 0 | 0 | 0 | 0 | 0 | 0 | 0 | 0 | 0 | 0 | 0 | 0 | 0 | 0 | 0 | 0 | 0 | 0 | 0
INDUSTRIAL SUB #3 | INDUSTRIAL SUB #3 - BANK 2 | 20000 |  |  |  |  | 0 | 52.14% | 1.016% | 0 | 0 | 0 | 0 | 0 | 0 | 0 | 0 | 0 | 0 | 0 | 0 | 0 | 0 | 0 | 0 | 0 | 0 | 0 | 0 | 0 | 0 | 0 | 0 | 0 | 0 | 0 | 0 | 0
INDUSTRIAL SUB #3 | INDUSTRIAL SUB #3 - BANK 3 | 20000 |  |  |  |  | 0 | 0% | 0.9412% | 0 | 0 | 0 | 0 | 0 | 0 | 0 | 0 | 0 | 0 | 0 | 0 | 0 | 0 | 0 | 0 | 0 | 0 | 0 | 0 | 0 | 0 | 0 | 0 | 0 | 0 | 0 | 0 | 0
INVERNESS | INVERNESS | 1500 |  |  |  |  | 0 | 52.14% | 0.03834% | 0 | 0 | 0 | 0 | 0 | 0 | 0 | 0 | 0 | 0 | 0 | 0 | 0 | 0 | 0 | 0 | 0 | 0 | 0 | 0 | 0 | 0 | 0 | 0 | 0 | 0 | 60.7099 | 61.5118 | 62.3888
IVANHOE | IVANHOE | 1800 |  |  |  |  | 0 | 52.14% | 0.2909% | 0 | 0 | 0 | 0 | 0 | 0 | 0 | 0 | 0 | 0 | 0 | 0 | 0 | 0 | 0 | 0 | 0 | 0 | 0 | 0 | 0 | 0 | 0 | 0 | 0 | 0 | 373.4728 | 378.3246 | 383.2395
JACKRABBIT | JACK RABBIT 3 | 22400 |  |  |  |  | 1 | 52.14% | 1.557% | 0 | 0 | 0 | 0 | 0 | 0 | 0 | 0 | 0 | 0 | 0 | 0 | 0 | 0 | 0 | 0 | 0 | 0 | 0 | 0 | 0 | 0 | 0 | 0 | 0 | 0 | 701.7924 | 712.873 | 724.1286
JIM | JIM COULEE | 5000 |  |  |  |  | 0 | 52.14% | 0.0145% | 0 | 0 | 0 | 0 | 0 | 0 | 0 | 0 | 0 | 0 | 0 | 0 | 0 | 0 | 0 | 0 | 0 | 0 | 0 | 0 | 0 | 0 | 0 | 0 | 0 | 0 | 0 | 0 | 0
JOPLIN | JOPLIN | 750 |  |  |  |  | 0 | 52.14% | 0.01587% | 0 | 0 | 0 | 0 | 0 | 0 | 0 | 0 | 0 | 0 | 0 | 0 | 0 | 0 | 0 | 0 | 0 | 0 | 0 | 0 | 0 | 0 | 0 | 0 | 0 | 0 | 14.8735 | 14.7647 | 14.6568
KINGSHILL | KINGSHILL | 600 |  |  |  |  | 0 | 52.14% | 0.03624% | 0 | 0 | 0 | 0 | 0 | 0 | 0 | 0 | 0 | 0 | 0 | 0 | 0 | 0 | 0 | 0 | 0 | 0 | 0 | 0 | 0 | 0 | 0 | 0 | 0 | 0 | 0 | 0 | 0
KREMLIN | KREMLIN | 600 |  |  |  |  | 0 | 52.14% | 0.01864% | 0 | 0 | 0 | 0 | 0 | 0 | 0 | 0 | 0 | 0 | 0 | 0 | 0 | 0 | 0 | 0 | 0 | 0 | 0 | 0 | 0 | 0 | 0 | 0 | 0 | 0 | 5.2118 | 5.1836 | 5.1556
LADUKE | LADUKE | 2500 |  |  |  |  | 0 | 52.14% | 0.1374% | 0 | 0 | 0 | 0 | 0 | 0 | 0 | 0 | 0 | 0 | 0 | 0 | 0 | 0 | 0 | 0 | 0 | 0 | 0 | 0 | 0 | 0 | 0 | 0 | 0 | 0 | 0 | 0 | 0
LANDERS | LANDERS FORK | 12504 |  |  |  |  | 0 | 52.14% | 0.1997% | 0 | 0 | 0 | 0 | 0 | 0 | 0 | 0 | 0 | 0 | 0 | 0 | 0 | 0 | 0 | 0 | 0 | 0 | 0 | 0 | 0 | 0 | 0 | 0 | 0 | 0 | 0 | 0 | 0
LAURIN | LAURIN | 5000 |  |  |  |  | 0 | 52.14% | 0.2127% | 0 | 0 | 0 | 0 | 0 | 0 | 0 | 0 | 0 | 0 | 0 | 0 | 0 | 0 | 0 | 0 | 0 | 0 | 0 | 0 | 0 | 0 | 0 | 0 | 0 | 0 | 336.7757 | 341.2241 | 346.0889
LAVINA | LAVINA | 5000 |  |  |  |  | 0 | 52.14% | 0.2011% | 0 | 0 | 0 | 0 | 0 | 0 | 0 | 0 | 0 | 0 | 0 | 0 | 0 | 0 | 0 | 0 | 0 | 0 | 0 | 0 | 0 | 0 | 0 | 0 | 0 | 0 | 247.8753 | 250.075 | 252.2944
LAVINA | LAVINA PUMP | 9375 |  |  |  |  | 0 | 52.14% | 0.08352% | 0 | 0 | 0 | 0 | 0 | 0 | 0 | 0 | 0 | 0 | 0 | 0 | 0 | 0 | 0 | 0 | 0 | 0 | 0 | 0 | 0 | 0 | 0 | 0 | 0 | 0 | 25.7896 | 25.7815 | 25.7734
LEWISTOWN #1 | LEWISTOWN #1 | 5000 |  |  |  |  | 0 | 52.14% | 0.17% | 0 | 0 | 0 | 0 | 0 | 0 | 0 | 0 | 0 | 0 | 0 | 0 | 0 | 0 | 0 | 0 | 0 | 0 | 0 | 0 | 0 | 0 | 0 | 0 | 0 | 0 | 0 | 0 | 0
LEWISTOWN BOULEVARD | LEWISTOWN BOULEVARD 1 | 7500 |  |  |  |  | 0 | 52.14% | 0.2928% | 0 | 0 | 0 | 0 | 0 | 0 | 0 | 0 | 0 | 0 | 0 | 0 | 0 | 0 | 0 | 0 | 0 | 0 | 0 | 0 | 0 | 0 | 0 | 0 | 0 | 0 | 0 | 0 | 0
LEWISTOWN BOULEVARD | LEWISTOWN BOULEVARD 2 | 5000 |  |  |  |  | 0 | 52.14% | 0.4143% | 0 | 0 | 0 | 0 | 0 | 0 | 0 | 0 | 0 | 0 | 0 | 0 | 0 | 0 | 0 | 0 | 0 | 0 | 0 | 0 | 0 | 0 | 0 | 0 | 0 | 0 | 161.2812 | 162.7704 | 164.2733
LIVINGSTON NORTHSIDE | LIVINGSTON NORTHSIDE | 5000 |  |  |  |  | 1 | 52.14% | 0.3781% | 0 | 0 | 0 | 0 | 0 | 0 | 0 | 0 | 0 | 0 | 0 | 0 | 0 | 0 | 0 | 0 | 0 | 0 | 0 | 0 | 0 | 0 | 0 | 0 | 0 | 0 | 0 | 0 | 0
LIVINGSTON WESTSIDE | LIVINGSTON WESTSIDE 1 | 12000 |  |  |  |  | 0 | 52.14% | 0.7831% | 0 | 0 | 0 | 0 | 0 | 0 | 0 | 0 | 0 | 0 | 0 | 0 | 0 | 0 | 0 | 0 | 0 | 0 | 0 | 0 | 0 | 0 | 0 | 0 | 0 | 0 | 0 | 0 | 0
LIVINGSTON WESTSIDE | LIVINGSTON WESTSIDE BNK 2 | 12500 |  |  |  |  | 0 | 52.14% | 0.4836% | 0 | 0 | 0 | 0 | 0 | 0 | 0 | 0 | 0 | 0 | 0 | 0 | 0 | 0 | 0 | 0 | 0 | 0 | 0 | 0 | 0 | 0 | 0 | 0 | 0 | 0 | 0 | 0 | 0
LOHMAN | LOHMAN | 2498.4 |  |  |  |  | 0 | 52.14% | 0.03986% | 0 | 0 | 0 | 0 | 0 | 0 | 0 | 0 | 0 | 0 | 0 | 0 | 0 | 0 | 0 | 0 | 0 | 0 | 0 | 0 | 0 | 0 | 0 | 0 | 0 | 0 | 63.112 | 63.9457 | 64.8573
LOLO | LOLO | 20000 |  |  |  |  | 0 | 52.14% | 0.9806% | 0 | 0 | 0 | 0 | 0 | 0 | 0 | 0 | 0 | 0 | 0 | 0 | 0 | 0 | 0 | 0 | 0 | 0 | 0 | 0 | 0 | 0 | 0 | 0 | 0 | 0 | 0 | 0 | 0
LOMA | LOMA | 2500 |  |  |  |  | 0 | 52.14% | 0.02521% | 0 | 0 | 0 | 0 | 0 | 0 | 0 | 0 | 0 | 0 | 0 | 0 | 0 | 0 | 0 | 0 | 0 | 0 | 0 | 0 | 0 | 0 | 0 | 0 | 0 | 0 | 0 | 0 | 0
LOWETH | LOWETH | 6240 |  |  |  |  | 0 | 52.14% | 0.8924% | 0 | 0 | 0 | 0 | 0 | 0 | 0 | 0 | 0 | 0 | 0 | 0 | 0 | 0 | 0 | 0 | 0 | 0 | 0 | 0 | 0 | 0 | 0 | 0 | 0 | 0 | 1065.1279 | 1074.8999 | 1084.7615
MADISON | MADISON VALLEY | 2500 |  |  |  |  | 0 | 52.14% | 0.6722% | 0 | 0 | 0 | 0 | 0 | 0 | 0 | 0 | 0 | 0 | 0 | 0 | 0 | 0 | 0 | 0 | 0 | 0 | 0 | 0 | 0 | 0 | 0 | 0 | 0 | 0 | 0 | 0 | 0
MALTA CITY | MALTA CITY BANK 1 | 5000 |  |  |  |  | 0 | 52.14% | 0.3343% | 0 | 0 | 0 | 0 | 0 | 0 | 0 | 0 | 0 | 0 | 0 | 0 | 0 | 0 | 0 | 0 | 0 | 0 | 0 | 0 | 0 | 0 | 0 | 0 | 0 | 0 | 132.038 | 131.5983 | 131.1601
MALTA EAST | MALTA EAST RURAL | 750 |  |  |  |  | 0 | 52.14% | 0.1502% | 0 | 0 | 0 | 0 | 0 | 0 | 0 | 0 | 0 | 0 | 0 | 0 | 0 | 0 | 0 | 0 | 0 | 0 | 0 | 0 | 0 | 0 | 0 | 0 | 0 | 0 | 0 | 0 | 0
MANHATTAN | MANHATTAN | 12500 |  |  |  |  | 0 | 52.14% | 0.1524% | 0 | 0 | 0 | 0 | 0 | 0 | 0 | 0 | 0 | 0 | 0 | 0 | 0 | 0 | 0 | 0 | 0 | 0 | 0 | 0 | 0 | 0 | 0 | 0 | 0 | 0 | 241.3113 | 244.4987 | 247.9845
MARTINSDALE | MARTINSDALE | 3000 |  |  |  |  | 0 | 52.14% | 0.04409% | 0 | 0 | 0 | 0 | 0 | 0 | 0 | 0 | 0 | 0 | 0 | 0 | 0 | 0 | 0 | 0 | 0 | 0 | 0 | 0 | 0 | 0 | 0 | 0 | 0 | 0 | 69.8086 | 70.7306 | 71.739
MELSTONE | MELSTONE | 3000 |  |  |  |  | 0 | 52.14% | 0.5883% | 0 | 0 | 0 | 0 | 0 | 0 | 0 | 0 | 0 | 0 | 0 | 0 | 0 | 0 | 0 | 0 | 0 | 0 | 0 | 0 | 0 | 0 | 0 | 0 | 0 | 0 | 624.54 | 631.9287 | 639.4047
MELVILLE | MELVILLE | 2500 |  |  |  |  | 0 | 52.14% | 0.1545% | 0 | 0 | 0 | 0 | 0 | 0 | 0 | 0 | 0 | 0 | 0 | 0 | 0 | 0 | 0 | 0 | 0 | 0 | 0 | 0 | 0 | 0 | 0 | 0 | 0 | 0 | 51.8856 | 52.0833 | 52.2818
MISSION | MISSION | 5616 |  |  |  |  | 0 | 52.14% | 0.1164% | 0 | 0 | 0 | 0 | 0 | 0 | 0 | 0 | 0 | 0 | 0 | 0 | 0 | 0 | 0 | 0 | 0 | 0 | 0 | 0 | 0 | 0 | 0 | 0 | 0 | 0 | 0 | 0 | 0
MOCCASIN | MOCCASIN | 1800 |  |  |  |  | 0 | 52.14% | 0.08078% | 0 | 0 | 0 | 0 | 0 | 0 | 0 | 0 | 0 | 0 | 0 | 0 | 0 | 0 | 0 | 0 | 0 | 0 | 0 | 0 | 0 | 0 | 0 | 0 | 0 | 0 | 127.898 | 129.5873 | 131.4349
MONARCH | MONARCH | 2502 |  |  |  |  | 0 | 52.14% | 0.2622% | 0 | 0 | 0 | 0 | 0 | 0 | 0 | 0 | 0 | 0 | 0 | 0 | 0 | 0 | 0 | 0 | 0 | 0 | 0 | 0 | 0 | 0 | 0 | 0 | 0 | 0 | 0 | 0 | 0
MONTANA PHOSPHATE | MONTANA PHOSPHATE | 6250 |  |  |  |  | 0 | 52.14% | 0.07839% | 0 | 0 | 0 | 0 | 0 | 0 | 0 | 0 | 0 | 0 | 0 | 0 | 0 | 0 | 0 | 0 | 0 | 0 | 0 | 0 | 0 | 0 | 0 | 0 | 0 | 0 | 97.0103 | 97.0107 | 97.0111
MOORE | MOORE | 2000 |  |  |  |  | 0 | 52.14% | 0.09316% | 0 | 0 | 0 | 0 | 0 | 0 | 0 | 0 | 0 | 0 | 0 | 0 | 0 | 0 | 0 | 0 | 0 | 0 | 0 | 0 | 0 | 0 | 0 | 0 | 0 | 0 | 0 | 0 | 0
MORONY | MORONY RURAL | 1000 |  |  |  |  | 0 | 52.14% | 0.05417% | 0 | 0 | 0 | 0 | 0 | 0 | 0 | 0 | 0 | 0 | 0 | 0 | 0 | 0 | 0 | 0 | 0 | 0 | 0 | 0 | 0 | 0 | 0 | 0 | 0 | 0 | 0 | 0 | 0
MUIR | MUIR | 3750 |  |  |  |  | 0 | 52.14% | 0.07313% | 0 | 0 | 0 | 0 | 0 | 0 | 0 | 0 | 0 | 0 | 0 | 0 | 0 | 0 | 0 | 0 | 0 | 0 | 0 | 0 | 0 | 0 | 0 | 0 | 0 | 0 | 0 | 0 | 0
MUSSELSHELL | MUSSELSHELL | 7500 |  |  |  |  | 0 | 52.14% | 0.01625% | 0 | 0 | 0 | 0 | 0 | 0 | 0 | 0 | 0 | 0 | 0 | 0 | 0 | 0 | 0 | 0 | 0 | 0 | 0 | 0 | 0 | 0 | 0 | 0 | 0 | 0 | 0 | 0 | 0
NASHUA | NASHUA | 1000 |  |  |  |  | 0 | 52.14% | 0.228% | 0 | 0 | 0 | 0 | 0 | 0 | 0 | 0 | 0 | 0 | 0 | 0 | 0 | 0 | 0 | 0 | 0 | 0 | 0 | 0 | 0 | 0 | 0 | 0 | 0 | 0 | 239.5296 | 239.1358 | 238.7426
NEWMONT | NEWMONT | 3000 |  |  |  |  | 0 | 52.14% | 0.04724% | 0 | 0 | 0 | 0 | 0 | 0 | 0 | 0 | 0 | 0 | 0 | 0 | 0 | 0 | 0 | 0 | 0 | 0 | 0 | 0 | 0 | 0 | 0 | 0 | 0 | 0 | 74.7989 | 75.7869 | 76.8674
NIHILL | NIHILL | 1000 |  |  |  |  | 0 | 52.14% | 0.06722% | 0 | 0 | 0 | 0 | 0 | 0 | 0 | 0 | 0 | 0 | 0 | 0 | 0 | 0 | 0 | 0 | 0 | 0 | 0 | 0 | 0 | 0 | 0 | 0 | 0 | 0 | 0 | 0 | 0
PARK CITY | PARK CITY | 2000 |  |  |  |  | 0 | 52.14% | 0.001225% | 0 | 0 | 0 | 0 | 0 | 0 | 0 | 0 | 0 | 0 | 0 | 0 | 0 | 0 | 0 | 0 | 0 | 0 | 0 | 0 | 0 | 0 | 0 | 0 | 0 | 0 | 1.94 | 1.9656 | 1.9936
PATTERSON | PATTERSON | 12500 |  |  |  |  | 0 | 52.14% | 0.07512% | 0 | 0 | 0 | 0 | 0 | 0 | 0 | 0 | 0 | 0 | 0 | 0 | 0 | 0 | 0 | 0 | 0 | 0 | 0 | 0 | 0 | 0 | 0 | 0 | 0 | 0 | 0 | 0 | 0
PHILIPSBURG SOUTH | PHILIPSBURG SOUTH | 14000 |  |  |  |  | 0 | 52.14% | 0.1265% | 0 | 0 | 0 | 0 | 0 | 0 | 0 | 0 | 0 | 0 | 0 | 0 | 0 | 0 | 0 | 0 | 0 | 0 | 0 | 0 | 0 | 0 | 0 | 0 | 0 | 0 | 0 | 0 | 0
PLAINS | PLAINS | 28000 |  |  |  |  | 0 | 52.14% | 0.5013% | 0 | 0 | 0 | 0 | 0 | 0 | 0 | 0 | 0 | 0 | 0 | 0 | 0 | 0 | 0 | 0 | 0 | 0 | 0 | 0 | 0 | 0 | 0 | 0 | 0 | 0 | 0 | 0 | 0
PORTAGE | PORTAGE | 1000 |  |  |  |  | 0 | 52.14% | 0.1738% | 0 | 0 | 0 | 0 | 0 | 0 | 0 | 0 | 0 | 0 | 0 | 0 | 0 | 0 | 0 | 0 | 0 | 0 | 0 | 0 | 0 | 0 | 0 | 0 | 0 | 0 | 0 | 0 | 0
POWER | POWER | 2000 |  |  |  |  | 0 | 52.14% | 0.754% | 0 | 0 | 0 | 0 | 0 | 0 | 0 | 0 | 0 | 0 | 0 | 0 | 0 | 0 | 0 | 0 | 0 | 0 | 0 | 0 | 0 | 0 | 0 | 0 | 0 | 0 | 0 | 0 | 0
RAILWELDER | RAILWELDER | 5000 |  |  |  |  | 0 | 52.14% | 0.04636% | 0 | 0 | 0 | 0 | 0 | 0 | 0 | 0 | 0 | 0 | 0 | 0 | 0 | 0 | 0 | 0 | 0 | 0 | 0 | 0 | 0 | 0 | 0 | 0 | 0 | 0 | 0 | 0 | 0
RED LODGE NORTHSIDE | RED LODGE NORTHSIDE | 12500 |  |  |  |  | 0 | 52.14% | 0.1031% | 0 | 0 | 0 | 0 | 0 | 0 | 0 | 0 | 0 | 0 | 0 | 0 | 0 | 0 | 0 | 0 | 0 | 0 | 0 | 0 | 0 | 0 | 0 | 0 | 0 | 0 | 0 | 0 | 0
RENOVA | RENOVA | 3125 |  |  |  |  | 0 | 52.14% | 0.06445% | 0 | 0 | 0 | 0 | 0 | 0 | 0 | 0 | 0 | 0 | 0 | 0 | 0 | 0 | 0 | 0 | 0 | 0 | 0 | 0 | 0 | 0 | 0 | 0 | 0 | 0 | 102.0504 | 103.3984 | 104.8725
RESERVE ST | RESERVE ST BANK 2 | 25000 |  |  |  |  | 0 | 52.14% | 0.5226% | 0 | 0 | 0 | 0 | 0 | 0 | 0 | 0 | 0 | 0 | 0 | 0 | 0 | 0 | 0 | 0 | 0 | 0 | 0 | 0 | 0 | 0 | 0 | 0 | 0 | 0 | 827.4607 | 838.3904 | 850.3433
RIVERSIDE | RIVERSIDE | 12500 |  |  |  |  | 0 | 52.14% | 0.04779% | 0 | 0 | 0 | 0 | 0 | 0 | 0 | 0 | 0 | 0 | 0 | 0 | 0 | 0 | 0 | 0 | 0 | 0 | 0 | 0 | 0 | 0 | 0 | 0 | 0 | 0 | 0 | 0 | 0
ROCKVALE | ROCKVALE | 3125 |  |  |  |  | 0 | 52.14% | 0.7881% | 0 | 0 | 0 | 0 | 0 | 0 | 0 | 0 | 0 | 0 | 0 | 0 | 0 | 0 | 0 | 0 | 0 | 0 | 0 | 0 | 0 | 0 | 0 | 0 | 0 | 0 | 45.0157 | 45.7835 | 46.5644
ROUNDUP | ROUNDUP BANK 2 | 5000 |  |  |  |  | 0 | 52.14% | 0.8276% | 0 | 0 | 0 | 0 | 0 | 0 | 0 | 0 | 0 | 0 | 0 | 0 | 0 | 0 | 0 | 0 | 0 | 0 | 0 | 0 | 0 | 0 | 0 | 0 | 0 | 0 | 0 | 0 | 0
ROUNDUP | ROUNDUP BANK 4 | 3750 |  |  |  |  | 0 | 52.14% | 0.2247% | 0 | 0 | 0 | 0 | 0 | 0 | 0 | 0 | 0 | 0 | 0 | 0 | 0 | 0 | 0 | 0 | 0 | 0 | 0 | 0 | 0 | 0 | 0 | 0 | 0 | 0 | 0 | 0 | 0
RUDYARD | RUDYARD | 1500 |  |  |  |  | 0 | 52.14% | 0.1463% | 0 | 0 | 0 | 0 | 0 | 0 | 0 | 0 | 0 | 0 | 0 | 0 | 0 | 0 | 0 | 0 | 0 | 0 | 0 | 0 | 0 | 0 | 0 | 0 | 0 | 0 | 0 | 0 | 0
RUSSELL STREET | RUSSELL STREET #2 BANK 1 | 20000 |  |  |  |  | 0 | 52.14% | 0.1714% | 0 | 0 | 0 | 0 | 0 | 0 | 0 | 0 | 0 | 0 | 0 | 0 | 0 | 0 | 0 | 0 | 0 | 0 | 0 | 0 | 0 | 0 | 0 | 0 | 0 | 0 | 0 | 0 | 0
RUSSELL STREET | RUSSELL STREET #2 BANK 2 | 20000 |  |  |  |  | 0 | 52.14% | 0.0418% | 0 | 0 | 0 | 0 | 0 | 0 | 0 | 0 | 0 | 0 | 0 | 0 | 0 | 0 | 0 | 0 | 0 | 0 | 0 | 0 | 0 | 0 | 0 | 0 | 0 | 0 | 66.1771 | 67.0512 | 68.0072
RUSSELL STREET | RUSSELL STREET #2 BANK 3 | 20000 |  |  |  |  | 0 | 52.14% | 1.321% | 0 | 0 | 0 | 0 | 0 | 0 | 0 | 0 | 0 | 0 | 0 | 0 | 0 | 0 | 0 | 0 | 0 | 0 | 0 | 0 | 0 | 0 | 0 | 0 | 0 | 0 | 2091.4945 | 2119.1205 | 2149.3327
RYEGATE | RYEGATE | 1000 |  |  |  |  | 0 | 52.14% | 1.274% | 0 | 0 | 0 | 0 | 0 | 0 | 0 | 0 | 0 | 0 | 0 | 0 | 0 | 0 | 0 | 0 | 0 | 0 | 0 | 0 | 0 | 0 | 0 | 0 | 0 | 0 | 173.3306 | 174.4783 | 175.6337
SACO | SACO | 999 |  |  |  |  | 0 | 52.14% | 1.204% | 0 | 0 | 0 | 0 | 0 | 0 | 0 | 0 | 0 | 0 | 0 | 0 | 0 | 0 | 0 | 0 | 0 | 0 | 0 | 0 | 0 | 0 | 0 | 0 | 0 | 0 | 23.7216 | 23.4223 | 23.1268
SHERIDAN CITY | SHERIDAN CITY | 5000 |  |  |  |  | 0 | 52.14% | 0.05334% | 0 | 0 | 0 | 0 | 0 | 0 | 0 | 0 | 0 | 0 | 0 | 0 | 0 | 0 | 0 | 0 | 0 | 0 | 0 | 0 | 0 | 0 | 0 | 0 | 0 | 0 | 84.4557 | 85.5713 | 86.7913
SHILOH | SHILOH | 50000 |  |  |  |  | 0 | 52.14% | 0.04256% | 0 | 0 | 0 | 0 | 0 | 0 | 0 | 0 | 0 | 0 | 0 | 0 | 0 | 0 | 0 | 0 | 0 | 0 | 0 | 0 | 0 | 0 | 0 | 0 | 0 | 0 | 0 | 0 | 0
GFALLS SOUTHSIDE | SOUTHSIDE EAST BANK | 20000 |  |  |  |  | 0 | 52.14% | 0.1633% | 0 | 0 | 0 | 0 | 0 | 0 | 0 | 0 | 0 | 0 | 0 | 0 | 0 | 0 | 0 | 0 | 0 | 0 | 0 | 0 | 0 | 0 | 0 | 0 | 0 | 0 | 258.5797 | 261.9952 | 265.7304
GFALLS SOUTHSIDE | SOUTHSIDE WEST BANK | 20000 |  |  |  |  | 0 | 52.14% | 1.275% | 0 | 0 | 0 | 0 | 0 | 0 | 0 | 0 | 0 | 0 | 0 | 0 | 0 | 0 | 0 | 0 | 0 | 0 | 0 | 0 | 0 | 0 | 0 | 0 | 0 | 0 | 2018.5497 | 2045.2122 | 2074.3707
SPOKANE BENCH | SPOKANE BENCH | 6250 |  |  |  |  | 0 | 52.14% | 0.2599% | 0 | 0 | 0 | 0 | 0 | 0 | 0 | 0 | 0 | 0 | 0 | 0 | 0 | 0 | 0 | 0 | 0 | 0 | 0 | 0 | 0 | 0 | 0 | 0 | 0 | 0 | 411.4974 | 416.9328 | 422.877
SPRINGDALE PUMP | SPRINGDALE PUMP | 3750 |  |  |  |  | 0 | 52.14% | 0.07825% | 0 | 0 | 0 | 0 | 0 | 0 | 0 | 0 | 0 | 0 | 0 | 0 | 0 | 0 | 0 | 0 | 0 | 0 | 0 | 0 | 0 | 0 | 0 | 0 | 0 | 0 | 0 | 0 | 0
ST. REGIS | ST. REGIS | 7000 |  |  |  |  | 0 | 52.14% | 0.2407% | 0 | 0 | 0 | 0 | 0 | 0 | 0 | 0 | 0 | 0 | 0 | 0 | 0 | 0 | 0 | 0 | 0 | 0 | 0 | 0 | 0 | 0 | 0 | 0 | 0 | 0 | 0 | 0 | 0
STANFORD CITY | STANFORD CITY | 5000 |  |  |  |  | 0 | 52.14% | 0.0939% | 0 | 0 | 0 | 0 | 0 | 0 | 0 | 0 | 0 | 0 | 0 | 0 | 0 | 0 | 0 | 0 | 0 | 0 | 0 | 0 | 0 | 0 | 0 | 0 | 0 | 0 | 0 | 0 | 0
STEVENSVILLE | STEVENSVILLE | 25000 |  |  |  |  | 0 | 52.14% | 0.4462% | 0 | 0 | 0 | 0 | 0 | 0 | 0 | 0 | 0 | 0 | 0 | 0 | 0 | 0 | 0 | 0 | 0 | 0 | 0 | 0 | 0 | 0 | 0 | 0 | 0 | 0 | 0 | 0 | 0
STILLWATER | STILLWATER | 35000 |  |  |  |  | 0 | 52.14% | 1.831% | 0 | 0 | 0 | 0 | 0 | 0 | 0 | 0 | 0 | 0 | 0 | 0 | 0 | 0 | 0 | 0 | 0 | 0 | 0 | 0 | 0 | 0 | 0 | 0 | 0 | 0 | 0 | 0 | 0
STOCKETT | STOCKETT | 2500 |  |  |  |  | 0 | 52.14% | 0.1532% | 0 | 0 | 0 | 0 | 0 | 0 | 0 | 0 | 0 | 0 | 0 | 0 | 0 | 0 | 0 | 0 | 0 | 0 | 0 | 0 | 0 | 0 | 0 | 0 | 0 | 0 | 0 | 0 | 0
STRAW | STRAW | 2000 |  |  |  |  | 0 | 52.14% | 0.06338% | 0 | 0 | 0 | 0 | 0 | 0 | 0 | 0 | 0 | 0 | 0 | 0 | 0 | 0 | 0 | 0 | 0 | 0 | 0 | 0 | 0 | 0 | 0 | 0 | 0 | 0 | 0 | 0 | 0
SUMATRA | SUMATRA | 5000 |  |  |  |  | 0 | 52.14% | 0.1415% | 0 | 0 | 0 | 0 | 0 | 0 | 0 | 0 | 0 | 0 | 0 | 0 | 0 | 0 | 0 | 0 | 0 | 0 | 0 | 0 | 0 | 0 | 0 | 0 | 0 | 0 | 0 | 0 | 0
SUPERIOR | SUPERIOR | 5000 |  |  |  |  | 0 | 52.14% | 0.2994% | 0 | 0 | 0 | 0 | 0 | 0 | 0 | 0 | 0 | 0 | 0 | 0 | 0 | 0 | 0 | 0 | 0 | 0 | 0 | 0 | 0 | 0 | 0 | 0 | 0 | 0 | 0 | 0 | 0
TARGET RANGE | TARGET RANGE #7 - 1 | 20000 |  |  |  |  | 0 | 52.14% | 0.6441% | 0 | 0 | 0 | 0 | 0 | 0 | 0 | 0 | 0 | 0 | 0 | 0 | 0 | 0 | 0 | 0 | 0 | 0 | 0 | 0 | 0 | 0 | 0 | 0 | 0 | 0 | 803.2407 | 819.3055 | 835.6916
TARGET RANGE | TARGET RANGE #7 - 2 | 20000 |  |  |  |  | 0 | 52.14% | 0.3332% | 0 | 0 | 0 | 0 | 0 | 0 | 0 | 0 | 0 | 0 | 0 | 0 | 0 | 0 | 0 | 0 | 0 | 0 | 0 | 0 | 0 | 0 | 0 | 0 | 0 | 0 | 527.5507 | 534.519 | 542.1396
THOMPSON FALLS | THOMPSON FALLS CITY | 20000 |  |  |  |  | 0 | 52.14% | 0.4542% | 0 | 0 | 0 | 0 | 0 | 0 | 0 | 0 | 0 | 0 | 0 | 0 | 0 | 0 | 0 | 0 | 0 | 0 | 0 | 0 | 0 | 0 | 0 | 0 | 0 | 0 | 0 | 0 | 0
TODD | TODD | 7500 |  |  |  |  | 0 | 52.14% | 0.004363% | 0 | 0 | 0 | 0 | 0 | 0 | 0 | 0 | 0 | 0 | 0 | 0 | 0 | 0 | 0 | 0 | 0 | 0 | 0 | 0 | 0 | 0 | 0 | 0 | 0 | 0 | 6.9075 | 6.9987 | 7.0985
TOSTON | TOSTON | 6250 |  |  |  |  | 0 | 52.14% | 0.03075% | 0 | 0 | 0 | 0 | 0 | 0 | 0 | 0 | 0 | 0 | 0 | 0 | 0 | 0 | 0 | 0 | 0 | 0 | 0 | 0 | 0 | 0 | 0 | 0 | 0 | 0 | 48.6845 | 49.3276 | 50.0308
TOWNSEND | TOWNSEND | 20000 |  |  |  |  | 0 | 52.14% | 1.109% | 0 | 0 | 0 | 0 | 0 | 0 | 0 | 0 | 0 | 0 | 0 | 0 | 0 | 0 | 0 | 0 | 0 | 0 | 0 | 0 | 0 | 0 | 0 | 0 | 0 | 0 | 425.5589 | 429.7417 | 433.9658
TUNIS | TUNIS SUB | 6250 |  |  |  |  | 0 | 52.14% | 0.06005% | 0 | 0 | 0 | 0 | 0 | 0 | 0 | 0 | 0 | 0 | 0 | 0 | 0 | 0 | 0 | 0 | 0 | 0 | 0 | 0 | 0 | 0 | 0 | 0 | 0 | 0 | 0 | 0 | 0
TWIN BRIDGES | TWIN BRIDGES | 3000 |  |  |  |  | 0 | 52.14% | 0.1072% | 0 | 0 | 0 | 0 | 0 | 0 | 0 | 0 | 0 | 0 | 0 | 0 | 0 | 0 | 0 | 0 | 0 | 0 | 0 | 0 | 0 | 0 | 0 | 0 | 0 | 0 | 116.189 | 116.274 | 116.3591
TWO DOT | TWO DOT | 1000 |  |  |  |  | 0 | 52.14% | 0.04764% | 0 | 0 | 0 | 0 | 0 | 0 | 0 | 0 | 0 | 0 | 0 | 0 | 0 | 0 | 0 | 0 | 0 | 0 | 0 | 0 | 0 | 0 | 0 | 0 | 0 | 0 | 75.4274 | 76.4237 | 77.5133
ULM | ULM | 10000 |  |  |  |  | 0 | 52.14% | 0.2394% | 0 | 0 | 0 | 0 | 0 | 0 | 0 | 0 | 0 | 0 | 0 | 0 | 0 | 0 | 0 | 0 | 0 | 0 | 0 | 0 | 0 | 0 | 0 | 0 | 0 | 0 | 0 | 0 | 0
UTICA PUMP | UTICA PUMP | 9375 |  |  |  |  | 0 | 52.14% | 0.1432% | 0 | 0 | 0 | 0 | 0 | 0 | 0 | 0 | 0 | 0 | 0 | 0 | 0 | 0 | 0 | 0 | 0 | 0 | 0 | 0 | 0 | 0 | 0 | 0 | 0 | 0 | 0 | 0 | 0
VALIER | VALIER | 1500 |  |  |  |  | 0 | 52.14% | 0.04963% | 0 | 0 | 0 | 0 | 0 | 0 | 0 | 0 | 0 | 0 | 0 | 0 | 0 | 0 | 0 | 0 | 0 | 0 | 0 | 0 | 0 | 0 | 0 | 0 | 0 | 0 | 0 | 0 | 0
VALIER - WILLIAMS | VALIER - WILLIAMS | 14000 |  |  |  |  | 0 | 52.14% | 0.2038% | 0 | 0 | 0 | 0 | 0 | 0 | 0 | 0 | 0 | 0 | 0 | 0 | 0 | 0 | 0 | 0 | 0 | 0 | 0 | 0 | 0 | 0 | 0 | 0 | 0 | 0 | 0 | 0 | 0
VALIER-BULLHEAD | VALIER-BULLHEAD | 3000 |  |  |  |  | 0 | 52.14% | 0.08462% | 0 | 0 | 0 | 0 | 0 | 0 | 0 | 0 | 0 | 0 | 0 | 0 | 0 | 0 | 0 | 0 | 0 | 0 | 0 | 0 | 0 | 0 | 0 | 0 | 0 | 0 | 0 | 0 | 0
VAUGHN | VAUGHN | 5000 |  |  |  |  | 0 | 52.14% | 0.331% | 0 | 0 | 0 | 0 | 0 | 0 | 0 | 0 | 0 | 0 | 0 | 0 | 0 | 0 | 0 | 0 | 0 | 0 | 0 | 0 | 0 | 0 | 0 | 0 | 0 | 0 | 0 | 0 | 0
VIRGINIA | VIRGINIA CITY | 2500 |  |  |  |  | 0 | 52.14% | 0.04276% | 0 | 0 | 0 | 0 | 0 | 0 | 0 | 0 | 0 | 0 | 0 | 0 | 0 | 0 | 0 | 0 | 0 | 0 | 0 | 0 | 0 | 0 | 0 | 0 | 0 | 0 | 0 | 0 | 0
WAYNE PUMP | WAYNE PUMP | 9375 |  |  |  |  | 0 | 52.14% | 0.1731% | 0 | 0 | 0 | 0 | 0 | 0 | 0 | 0 | 0 | 0 | 0 | 0 | 0 | 0 | 0 | 0 | 0 | 0 | 0 | 0 | 0 | 0 | 0 | 0 | 0 | 0 | 215.4166 | 216.6814 | 217.9537
WHITEHALL | WHITEHALL | 5000 |  |  |  |  | 0 | 52.14% | 0.298% | 0 | 0 | 0 | 0 | 0 | 0 | 0 | 0 | 0 | 0 | 0 | 0 | 0 | 0 | 0 | 0 | 0 | 0 | 0 | 0 | 0 | 0 | 0 | 0 | 0 | 0 | 0 | 0 | 0
WILLOW CREEK | WILLOW CREEK | 2500 |  |  |  |  | 0 | 52.14% | 0.04816% | 0 | 0 | 0 | 0 | 0 | 0 | 0 | 0 | 0 | 0 | 0 | 0 | 0 | 0 | 0 | 0 | 0 | 0 | 0 | 0 | 0 | 0 | 0 | 0 | 0 | 0 | 0 | 0 | 0
WINDHAM | WINDHAM | 1000 |  |  |  |  | 0 | 52.14% | 0.05882% | 0 | 0 | 0 | 0 | 0 | 0 | 0 | 0 | 0 | 0 | 0 | 0 | 0 | 0 | 0 | 0 | 0 | 0 | 0 | 0 | 0 | 0 | 0 | 0 | 0 | 0 | 0 | 0 | 0
WOLF | WOLF CREEK | 4992 |  |  |  |  | 0 | 52.14% | 0.07109% | 0 | 0 | 0 | 0 | 0 | 0 | 0 | 0 | 0 | 0 | 0 | 0 | 0 | 0 | 0 | 0 | 0 | 0 | 0 | 0 | 0 | 0 | 0 | 0 | 0 | 0 | 112.5645 | 114.0513 | 115.6773
ZURICH | ZURICH | 1503 |  |  |  |  | 0 | 52.14% | 0.06329% | 0 | 0 | 0 | 0 | 0 | 0 | 0 | 0 | 0 | 0 | 0 | 0 | 0 | 0 | 0 | 0 | 0 | 0 | 0 | 0 | 0 | 0 | 0 | 0 | 0 | 0 | 100.2106 | 101.5343 | 102.9818
Adjusted Substation Forecasts (Med)
Substation | Transformer | Nameplate | Peak 2017 Loading | Winter Peak | Summer Peak | Peak Season | Planned Substation Upgrade |  | Growth | 2017 | 2018 | 2019 | 2020 | 2021 | 2022 | 2023 | 2024 | 2025 | 2026 | 2027 | 2028 | 2029 | 2030 | 2031 | 2032 | 2033 | 2034 | 2035 | 2036 | 2037 | 2038 | 2039 | 2040 | 2041 | 2042 | 2043 | 2044 | 2045
ABSAROKEE | ABSAROKEE | 6250 |  |  |  |  | 0 |  | 0% | 0 | 0 | 0 | 0 | 0 | 0 | 0 | 0 | 0 | 0 | 0 | 0 | 0 | 0 | 0 | 0 | 0 | 0 | 0 | 0 | 0 | 0 | 0 | 0 | 0 | 0 | 4186.4072 | 4196.8841 | 4207.3872
ALBERTON | ALBERTON | 2500 |  |  |  |  | 1 |  | 0% | 0 | 0 | 0 | 0 | 0 | 0 | 0 | 0 | 0 | 0 | 0 | 0 | 0 | 0 | 0 | 0 | 0 | 0 | 0 | 0 | 0 | 0 | 0 | 0 | 0 | 0 | 3919.8039 | 3964.9723 | 4010.6612
AMSTERDAM | AMSTERDAM | 5500 |  |  |  |  | 1 |  | 0% | 0 | 0 | 0 | 0 | 0 | 0 | 0 | 0 | 0 | 0 | 0 | 0 | 0 | 0 | 0 | 0 | 0 | 0 | 0 | 0 | 0 | 0 | 0 | 0 | 0 | 0 | 4754.3953 | 4751.3363 | 4747.5041
ANACONDA CITY | ANACONDA CITY 3 | 10000 |  |  |  |  | 0 |  | 0% | 0 | 0 | 0 | 0 | 0 | 0 | 0 | 0 | 0 | 0 | 0 | 0 | 0 | 0 | 0 | 0 | 0 | 0 | 0 | 0 | 0 | 0 | 0 | 0 | 0 | 0 | 8650.9618 | 8701.5981 | 8752.5308
ANACONDA CITY | ANACONDA CITY 4 | 10000 |  |  |  |  | 0 |  | 0% | 0 | 0 | 0 | 0 | 0 | 0 | 0 | 0 | 0 | 0 | 0 | 0 | 0 | 0 | 0 | 0 | 0 | 0 | 0 | 0 | 0 | 0 | 0 | 0 | 0 | 0 | 5515.5208 | 5533.5429 | 5551.6239
AUGUSTA | AUGUSTA | 1500 |  |  |  |  | 0 |  | 0% | 0 | 0 | 0 | 0 | 0 | 0 | 0 | 0 | 0 | 0 | 0 | 0 | 0 | 0 | 0 | 0 | 0 | 0 | 0 | 0 | 0 | 0 | 0 | 0 | 0 | 0 | 1018.0464 | 1029.6711 | 1041.3143
BARBER | BARBER | 750 |  |  |  |  | 0 |  | 0% | 0 | 0 | 0 | 0 | 0 | 0 | 0 | 0 | 0 | 0 | 0 | 0 | 0 | 0 | 0 | 0 | 0 | 0 | 0 | 0 | 0 | 0 | 0 | 0 | 0 | 0 | 294.8441 | 298.7391 | 302.6545
BASIN | BASIN | 750 |  |  |  |  | 0 |  | 0% | 0 | 0 | 0 | 0 | 0 | 0 | 0 | 0 | 0 | 0 | 0 | 0 | 0 | 0 | 0 | 0 | 0 | 0 | 0 | 0 | 0 | 0 | 0 | 0 | 0 | 0 | 500.0871 | 502.6434 | 505.2127
BELGRADE | BELGRADE 1 | 20000 |  |  |  |  | 0 |  | 0% | 0 | 0 | 0 | 0 | 0 | 0 | 0 | 0 | 0 | 0 | 0 | 0 | 0 | 0 | 0 | 0 | 0 | 0 | 0 | 0 | 0 | 0 | 0 | 0 | 0 | 0 | 14879.958 | 14888.054 | 14896.1545
BELGRADE | BELGRADE 2 | 20000 |  |  |  |  | 0 |  | 0% | 0 | 0 | 0 | 0 | 0 | 0 | 0 | 0 | 0 | 0 | 0 | 0 | 0 | 0 | 0 | 0 | 0 | 0 | 0 | 0 | 0 | 0 | 0 | 0 | 0 | 0 | 23119.7401 | 23382.3207 | 23647.8834
BELT | BELT | 5000 |  |  |  |  | 0 |  | 0% | 0 | 0 | 0 | 0 | 0 | 0 | 0 | 0 | 0 | 0 | 0 | 0 | 0 | 0 | 0 | 0 | 0 | 0 | 0 | 0 | 0 | 0 | 0 | 0 | 0 | 0 | 2249.4573 | 2266.8134 | 2284.3033
BIG SANDY | BIG SANDY | 2500 |  |  |  |  | 0 |  | 0% | 0 | 0 | 0 | 0 | 0 | 0 | 0 | 0 | 0 | 0 | 0 | 0 | 0 | 0 | 0 | 0 | 0 | 0 | 0 | 0 | 0 | 0 | 0 | 0 | 0 | 0 | 1384.9633 | 1396.1771 | 1407.4817
LONE MOUNTAIN | BIG SKY LONE MOUNTAIN BANK 1 | 42000 |  |  |  |  | 0 |  | 0% | 0 | 0 | 0 | 0 | 0 | 0 | 0 | 0 | 0 | 0 | 0 | 0 | 0 | 0 | 0 | 0 | 0 | 0 | 0 | 0 | 0 | 0 | 0 | 0 | 0 | 0 | 10967.0876 | 10928.2422 | 10889.5344
LONE MOUNTAIN | BIG SKY LONE MOUNTAIN BANK 2 | 42000 |  |  |  |  | 0 |  | 0% | 0 | 0 | 0 | 0 | 0 | 0 | 0 | 0 | 0 | 0 | 0 | 0 | 0 | 0 | 0 | 0 | 0 | 0 | 0 | 0 | 0 | 0 | 0 | 0 | 0 | 0 | 37583.3048 | 38841.3106 | 40141.4249
BIG SKY MEADOW | BIG SKY MEADOW VILLAGE | 25000 |  |  |  |  | 0 |  | 0% | 0 | 0 | 0 | 0 | 0 | 0 | 0 | 0 | 0 | 0 | 0 | 0 | 0 | 0 | 0 | 0 | 0 | 0 | 0 | 0 | 0 | 0 | 0 | 0 | 0 | 0 | 14875.2394 | 14942.9282 | 15010.9249
BIG TIMBER | BIG TIMBER | 6250 |  |  |  |  | 0 |  | 0% | 0 | 0 | 0 | 0 | 0 | 0 | 0 | 0 | 0 | 0 | 0 | 0 | 0 | 0 | 0 | 0 | 0 | 0 | 0 | 0 | 0 | 0 | 0 | 0 | 0 | 0 | 3262.4863 | 3257.4574 | 3252.4361
BILLINGS 8TH ST. | BILLINGS 8TH ST. 1 | 42000 |  |  |  |  | 0 |  | 0% | 0 | 0 | 0 | 0 | 0 | 0 | 0 | 0 | 0 | 0 | 0 | 0 | 0 | 0 | 0 | 0 | 0 | 0 | 0 | 0 | 0 | 0 | 0 | 0 | 0 | 0 | 11410.1509 | 11376.2606 | 11339.9474
BILLINGS 8TH ST. | BILLINGS 8TH ST. 2 | 42000 |  |  |  |  | 0 |  | 0% | 0 | 0 | 0 | 0 | 0 | 0 | 0 | 0 | 0 | 0 | 0 | 0 | 0 | 0 | 0 | 0 | 0 | 0 | 0 | 0 | 0 | 0 | 0 | 0 | 0 | 0 | 25158.7211 | 25534.8979 | 25914.208
BILLINGS 8TH ST. | BILLINGS 8TH ST. 3 | 42000 |  |  |  |  | 0 |  | 0% | 0 | 0 | 0 | 0 | 0 | 0 | 0 | 0 | 0 | 0 | 0 | 0 | 0 | 0 | 0 | 0 | 0 | 0 | 0 | 0 | 0 | 0 | 0 | 0 | 0 | 0 | 14907.2732 | 14837.8435 | 14765.6179
BILLINGS BELLROCK | BILLINGS BELLROCK 1 | 42000 |  |  |  |  | 0 |  | 0% | 0 | 0 | 0 | 0 | 0 | 0 | 0 | 0 | 0 | 0 | 0 | 0 | 0 | 0 | 0 | 0 | 0 | 0 | 0 | 0 | 0 | 0 | 0 | 0 | 0 | 0 | 24683.3503 | 24659.7758 | 24634.8035
BILLINGS BELLROCK | BILLINGS BELLROCK 2 | 42000 |  |  |  |  | 0 |  | 0% | 0 | 0 | 0 | 0 | 0 | 0 | 0 | 0 | 0 | 0 | 0 | 0 | 0 | 0 | 0 | 0 | 0 | 0 | 0 | 0 | 0 | 0 | 0 | 0 | 0 | 0 | 25728.2689 | 25746.5491 | 25763.5871
BILLINGS EASTSIDE | BILLINGS EASTSIDE 3 | 20000 |  |  |  |  | 0 |  | 0% | 0 | 0 | 0 | 0 | 0 | 0 | 0 | 0 | 0 | 0 | 0 | 0 | 0 | 0 | 0 | 0 | 0 | 0 | 0 | 0 | 0 | 0 | 0 | 0 | 0 | 0 | 9481.8052 | 9475.287 | 9467.5869
BILLINGS EASTSIDE | BILLINGS EASTSIDE 4 | 20000 |  |  |  |  | 0 |  | 0% | 0 | 0 | 0 | 0 | 0 | 0 | 0 | 0 | 0 | 0 | 0 | 0 | 0 | 0 | 0 | 0 | 0 | 0 | 0 | 0 | 0 | 0 | 0 | 0 | 0 | 0 | 6313.2234 | 6226.4344 | 6139.1222
BILLINGS EASTSIDE | BILLINGS EASTSIDE 5 | 20000 |  |  |  |  | 0 |  | 0% | 0 | 0 | 0 | 0 | 0 | 0 | 0 | 0 | 0 | 0 | 0 | 0 | 0 | 0 | 0 | 0 | 0 | 0 | 0 | 0 | 0 | 0 | 0 | 0 | 0 | 0 | 10141.5596 | 10120.4434 | 10098.2904
BILLINGS KING AVE | BILLINGS KING AVE. 1 | 20000 |  |  |  |  | 0 |  | 0% | 0 | 0 | 0 | 0 | 0 | 0 | 0 | 0 | 0 | 0 | 0 | 0 | 0 | 0 | 0 | 0 | 0 | 0 | 0 | 0 | 0 | 0 | 0 | 0 | 0 | 0 | 9710.3913 | 9668.5539 | 9625.5382
BILLINGS KING AVE | BILLINGS KING AVE. 2 | 20000 |  |  |  |  | 0 |  | 0% | 0 | 0 | 0 | 0 | 0 | 0 | 0 | 0 | 0 | 0 | 0 | 0 | 0 | 0 | 0 | 0 | 0 | 0 | 0 | 0 | 0 | 0 | 0 | 0 | 0 | 0 | 6050.8596 | 5950.5063 | 5850.7561
BILLINGS MERIDIAN | BILLINGS MERIDIAN BANK 1 | 20000 |  |  |  |  | 0 |  | 0% | 0 | 0 | 0 | 0 | 0 | 0 | 0 | 0 | 0 | 0 | 0 | 0 | 0 | 0 | 0 | 0 | 0 | 0 | 0 | 0 | 0 | 0 | 0 | 0 | 0 | 0 | 15335.842 | 15555.3926 | 15776.8002
BILLINGS MERIDIAN | BILLINGS MERIDIAN BANK 2 | 20000 |  |  |  |  | 0 |  | 0% | 0 | 0 | 0 | 0 | 0 | 0 | 0 | 0 | 0 | 0 | 0 | 0 | 0 | 0 | 0 | 0 | 0 | 0 | 0 | 0 | 0 | 0 | 0 | 0 | 0 | 0 | 8339.9245 | 8459.301 | 8579.4338
BILLINGS RIMROCK | BILLINGS RIMROCK | 20000 |  |  |  |  | 0 |  | 0% | 0 | 0 | 0 | 0 | 0 | 0 | 0 | 0 | 0 | 0 | 0 | 0 | 0 | 0 | 0 | 0 | 0 | 0 | 0 | 0 | 0 | 0 | 0 | 0 | 0 | 0 | 12950.4605 | 12938.5155 | 12925.8059
BILLINGS STEAMPLANT | BILLINGS STEAMPLANT SWYD A | 20000 |  |  |  |  | 0 |  | 0% | 0 | 0 | 0 | 0 | 0 | 0 | 0 | 0 | 0 | 0 | 0 | 0 | 0 | 0 | 0 | 0 | 0 | 0 | 0 | 0 | 0 | 0 | 0 | 0 | 0 | 0 | 7584.2043 | 7607.7059 | 7631.2804
BILLINGS STEAMPLANT | BILLINGS STEAMPLANT SWYD B | 20000 |  |  |  |  | 0 |  | 0% | 0 | 0 | 0 | 0 | 0 | 0 | 0 | 0 | 0 | 0 | 0 | 0 | 0 | 0 | 0 | 0 | 0 | 0 | 0 | 0 | 0 | 0 | 0 | 0 | 0 | 0 | 12515.4047 | 12617.9914 | 12721.419
BILLINGS WICKS LANE | BILLINGS WICKS LANE 1 | 25000 |  |  |  |  | 0 |  | 0% | 0 | 0 | 0 | 0 | 0 | 0 | 0 | 0 | 0 | 0 | 0 | 0 | 0 | 0 | 0 | 0 | 0 | 0 | 0 | 0 | 0 | 0 | 0 | 0 | 0 | 0 | 10571.3931 | 10598.9232 | 10625.9383
BILLINGS WICKS LANE | BILLINGS WICKS LANE 2 | 25000 |  |  |  |  | 0 |  | 0% | 0 | 0 | 0 | 0 | 0 | 0 | 0 | 0 | 0 | 0 | 0 | 0 | 0 | 0 | 0 | 0 | 0 | 0 | 0 | 0 | 0 | 0 | 0 | 0 | 0 | 0 | 11265.7941 | 11288.5017 | 11310.8063
BONNER | BONNER FDR 61 & 62 | 20000 |  |  |  |  | 0 |  | 0% | 0 | 0 | 0 | 0 | 0 | 0 | 0 | 0 | 0 | 0 | 0 | 0 | 0 | 0 | 0 | 0 | 0 | 0 | 0 | 0 | 0 | 0 | 0 | 0 | 0 | 0 | 13907.5647 | 14068.9648 | 14232.2379
BOULDER | BOULDER | 5000 |  |  |  |  | 0 |  | 0% | 0 | 0 | 0 | 0 | 0 | 0 | 0 | 0 | 0 | 0 | 0 | 0 | 0 | 0 | 0 | 0 | 0 | 0 | 0 | 0 | 0 | 0 | 0 | 0 | 0 | 0 | 4179.6684 | 4229.7251 | 4280.3812
BOX ELDER | BOX ELDER | 1000 |  |  |  |  | 0 |  | 0% | 0 | 0 | 0 | 0 | 0 | 0 | 0 | 0 | 0 | 0 | 0 | 0 | 0 | 0 | 0 | 0 | 0 | 0 | 0 | 0 | 0 | 0 | 0 | 0 | 0 | 0 | 863.5805 | 869.5485 | 875.5578
BOZEMAN EAST | BOZEMAN EAST GALLATIN 3 | 10000 |  |  |  |  | 0 |  | 0% | 0 | 0 | 0 | 0 | 0 | 0 | 0 | 0 | 0 | 0 | 0 | 0 | 0 | 0 | 0 | 0 | 0 | 0 | 0 | 0 | 0 | 0 | 0 | 0 | 0 | 0 | 10056.6766 | 10172.6091 | 10289.8781
BOZEMAN EAST | BOZEMAN EAST GALLATIN 4 | 20000 |  |  |  |  | 0 |  | 0% | 0 | 0 | 0 | 0 | 0 | 0 | 0 | 0 | 0 | 0 | 0 | 0 | 0 | 0 | 0 | 0 | 0 | 0 | 0 | 0 | 0 | 0 | 0 | 0 | 0 | 0 | 20032.5691 | 20302.112 | 20575.2817
BOZEMAN SOURDOUGH | BOZEMAN SOURDOUGH #1 | 20000 |  |  |  |  | 1 |  | 0% | 0 | 0 | 0 | 0 | 0 | 0 | 0 | 0 | 0 | 0 | 0 | 0 | 0 | 0 | 0 | 0 | 0 | 0 | 0 | 0 | 0 | 0 | 0 | 0 | 0 | 0 | 20189.2454 | 20397.2541 | 20607.4059
BOZEMAN SOUTHSIDE | BOZEMAN SOUTHSIDE 5 | 20000 |  |  |  |  | 0 |  | 0% | 0 | 0 | 0 | 0 | 0 | 0 | 0 | 0 | 0 | 0 | 0 | 0 | 0 | 0 | 0 | 0 | 0 | 0 | 0 | 0 | 0 | 0 | 0 | 0 | 0 | 0 | 13677.6486 | 13751.7976 | 13826.3486
BOZEMAN SOUTHSIDE | BOZEMAN SOUTHSIDE 6 | 20000 |  |  |  |  | 0 |  | 0% | 0 | 0 | 0 | 0 | 0 | 0 | 0 | 0 | 0 | 0 | 0 | 0 | 0 | 0 | 0 | 0 | 0 | 0 | 0 | 0 | 0 | 0 | 0 | 0 | 0 | 0 | 15937.045 | 16149.1533 | 16364.0846
BOZEMAN WESTSIDE | BOZEMAN WESTSIDE BK1 | 20000 |  |  |  |  | 0 |  | 0% | 0 | 0 | 0 | 0 | 0 | 0 | 0 | 0 | 0 | 0 | 0 | 0 | 0 | 0 | 0 | 0 | 0 | 0 | 0 | 0 | 0 | 0 | 0 | 0 | 0 | 0 | 13901.6879 | 14012.0625 | 14123.3135
BOZEMAN WESTSIDE | BOZEMAN WESTSIDE BK2 | 42000 |  |  |  |  | 0 |  | 0% | 0 | 0 | 0 | 0 | 0 | 0 | 0 | 0 | 0 | 0 | 0 | 0 | 0 | 0 | 0 | 0 | 0 | 0 | 0 | 0 | 0 | 0 | 0 | 0 | 0 | 0 | 23957.0181 | 24147.0146 | 24338.5178
BRADY | BRADY | 1000 |  |  |  |  | 0 |  | 0% | 0 | 0 | 0 | 0 | 0 | 0 | 0 | 0 | 0 | 0 | 0 | 0 | 0 | 0 | 0 | 0 | 0 | 0 | 0 | 0 | 0 | 0 | 0 | 0 | 0 | 0 | 428.8969 | 433.913 | 438.9877
BRIDGER | BRIDGER | 12500 |  |  |  |  | 0 |  | 0% | 0 | 0 | 0 | 0 | 0 | 0 | 0 | 0 | 0 | 0 | 0 | 0 | 0 | 0 | 0 | 0 | 0 | 0 | 0 | 0 | 0 | 0 | 0 | 0 | 0 | 0 | 2351.6221 | 2368.2954 | 2385.0869
BROADVIEW CITY | BROADVIEW CITY | 2000 |  |  |  |  | 0 |  | 0% | 0 | 0 | 0 | 0 | 0 | 0 | 0 | 0 | 0 | 0 | 0 | 0 | 0 | 0 | 0 | 0 | 0 | 0 | 0 | 0 | 0 | 0 | 0 | 0 | 0 | 0 | 1492.8421 | 1507.7476 | 1522.802
BUTLER CREEK | BUTLER CREEK | 20000 |  |  |  |  | 0 |  | 0% | 0 | 0 | 0 | 0 | 0 | 0 | 0 | 0 | 0 | 0 | 0 | 0 | 0 | 0 | 0 | 0 | 0 | 0 | 0 | 0 | 0 | 0 | 0 | 0 | 0 | 0 | 8465.2452 | 8478.5723 | 8491.9203
BUTTE CORA | BUTTE CORA | 20000 |  |  |  |  | 0 |  | 0% | 0 | 0 | 0 | 0 | 0 | 0 | 0 | 0 | 0 | 0 | 0 | 0 | 0 | 0 | 0 | 0 | 0 | 0 | 0 | 0 | 0 | 0 | 0 | 0 | 0 | 0 | 11902.1103 | 12021.1314 | 12141.3427
BUTTE INDUSTRIAL PARK | BUTTE INDUSTRIAL PARK | 10000 |  |  |  |  | 0 |  | 0% | 0 | 0 | 0 | 0 | 0 | 0 | 0 | 0 | 0 | 0 | 0 | 0 | 0 | 0 | 0 | 0 | 0 | 0 | 0 | 0 | 0 | 0 | 0 | 0 | 0 | 0 | 6044.1839 | 6052.9368 | 6061.7023
BUTTE MONTANA ST | BUTTE MONTANA ST. SWITCHYARD 1 | 6240 |  |  |  |  | 1 |  | 0% | 0 | 0 | 0 | 0 | 0 | 0 | 0 | 0 | 0 | 0 | 0 | 0 | 0 | 0 | 0 | 0 | 0 | 0 | 0 | 0 | 0 | 0 | 0 | 0 | 0 | 0 | 2132.9872 | 2107.1556 | 2081.6368
BUTTE MONTANA ST | BUTTE MONTANA ST. SWITCHYARD 2 | 6240 |  |  |  |  | 1 |  | 0% | 0 | 0 | 0 | 0 | 0 | 0 | 0 | 0 | 0 | 0 | 0 | 0 | 0 | 0 | 0 | 0 | 0 | 0 | 0 | 0 | 0 | 0 | 0 | 0 | 0 | 0 | 5155.5161 | 5158.1307 | 5160.7467
BUTTE MONTANA ST | BUTTE MONTANA ST. SWITCHYARD 3 | 25000 |  |  |  |  | 0 |  | 0% | 0 | 0 | 0 | 0 | 0 | 0 | 0 | 0 | 0 | 0 | 0 | 0 | 0 | 0 | 0 | 0 | 0 | 0 | 0 | 0 | 0 | 0 | 0 | 0 | 0 | 0 | 4282.7018 | 4297.0081 | 4311.3623
BUTTE MONTANA ST | BUTTE MONTANA ST. SWITCHYARD 5 | 25000 |  |  |  |  | 0 |  | 0% | 0 | 0 | 0 | 0 | 0 | 0 | 0 | 0 | 0 | 0 | 0 | 0 | 0 | 0 | 0 | 0 | 0 | 0 | 0 | 0 | 0 | 0 | 0 | 0 | 0 | 0 | 16420.8688 | 16635.6947 | 16853.331
CANYON CREEK | CANYON CREEK | 10000 |  |  |  |  | 0 |  | 0% | 0 | 0 | 0 | 0 | 0 | 0 | 0 | 0 | 0 | 0 | 0 | 0 | 0 | 0 | 0 | 0 | 0 | 0 | 0 | 0 | 0 | 0 | 0 | 0 | 0 | 0 | 1934.9351 | 1949.4138 | 1964.0007
CARTER | CARTER | 2500 |  |  |  |  | 0 |  | 0% | 0 | 0 | 0 | 0 | 0 | 0 | 0 | 0 | 0 | 0 | 0 | 0 | 0 | 0 | 0 | 0 | 0 | 0 | 0 | 0 | 0 | 0 | 0 | 0 | 0 | 0 | 1211.9075 | 1233.8545 | 1256.1989
CHARLOS HEIGHTS | CHARLOS HEIGHTS | 3750 |  |  |  |  | 0 |  | 0% | 0 | 0 | 0 | 0 | 0 | 0 | 0 | 0 | 0 | 0 | 0 | 0 | 0 | 0 | 0 | 0 | 0 | 0 | 0 | 0 | 0 | 0 | 0 | 0 | 0 | 0 | 1240.3974 | 1228.7865 | 1217.2844
CHESTER | CHESTER | 4995 |  |  |  |  | 0 |  | 0% | 0 | 0 | 0 | 0 | 0 | 0 | 0 | 0 | 0 | 0 | 0 | 0 | 0 | 0 | 0 | 0 | 0 | 0 | 0 | 0 | 0 | 0 | 0 | 0 | 0 | 0 | 2526.1195 | 2528.4608 | 2530.8043
CHINOOK | CHINOOK | 5000 |  |  |  |  | 0 |  | 0% | 0 | 0 | 0 | 0 | 0 | 0 | 0 | 0 | 0 | 0 | 0 | 0 | 0 | 0 | 0 | 0 | 0 | 0 | 0 | 0 | 0 | 0 | 0 | 0 | 0 | 0 | 3203.4596 | 3204.1945 | 3204.7362
CHOTEAU | CHOTEAU 1 | 2500 |  |  |  |  | 0 |  | 0% | 0 | 0 | 0 | 0 | 0 | 0 | 0 | 0 | 0 | 0 | 0 | 0 | 0 | 0 | 0 | 0 | 0 | 0 | 0 | 0 | 0 | 0 | 0 | 0 | 0 | 0 | 1261.9906 | 1263.7938 | 1265.5996
CHOTEAU | CHOTEAU 2 | 5000 |  |  |  |  | 0 |  | 0% | 0 | 0 | 0 | 0 | 0 | 0 | 0 | 0 | 0 | 0 | 0 | 0 | 0 | 0 | 0 | 0 | 0 | 0 | 0 | 0 | 0 | 0 | 0 | 0 | 0 | 0 | 2415.1084 | 2424.7692 | 2434.4686
CIRCLE BRIDGE | CIRCLE BRIDGE | 1500 |  |  |  |  | 0 |  | 0% | 0 | 0 | 0 | 0 | 0 | 0 | 0 | 0 | 0 | 0 | 0 | 0 | 0 | 0 | 0 | 0 | 0 | 0 | 0 | 0 | 0 | 0 | 0 | 0 | 0 | 0 | 320.7385 | 316.9734 | 313.2525
CITY SUB #1 | CITY SUB #1 | 20000 |  |  |  |  | 0 |  | 0% | 0 | 0 | 0 | 0 | 0 | 0 | 0 | 0 | 0 | 0 | 0 | 0 | 0 | 0 | 0 | 0 | 0 | 0 | 0 | 0 | 0 | 0 | 0 | 0 | 0 | 0 | 12608.5817 | 12634.299 | 12660.0687
CITY SUB #1 | CITY SUB #1 BNK 4 | 20000 |  |  |  |  | 0 |  | 0% | 0 | 0 | 0 | 0 | 0 | 0 | 0 | 0 | 0 | 0 | 0 | 0 | 0 | 0 | 0 | 0 | 0 | 0 | 0 | 0 | 0 | 0 | 0 | 0 | 0 | 0 | 11227.1265 | 11117.2626 | 11008.4739
CLANCY | CLANCY | 6220 |  |  |  |  | 0 |  | 0% | 0 | 0 | 0 | 0 | 0 | 0 | 0 | 0 | 0 | 0 | 0 | 0 | 0 | 0 | 0 | 0 | 0 | 0 | 0 | 0 | 0 | 0 | 0 | 0 | 0 | 0 | 5155.3371 | 5207.6047 | 5260.4021
COBBLESTONE | COBBLESTONE | 5000 |  |  |  |  | 0 |  | 0% | 0 | 0 | 0 | 0 | 0 | 0 | 0 | 0 | 0 | 0 | 0 | 0 | 0 | 0 | 0 | 0 | 0 | 0 | 0 | 0 | 0 | 0 | 0 | 0 | 0 | 0 | 2023.756 | 2052.1561 | 2080.2188
COLLINS | COLLINS | 2500 |  |  |  |  | 0 |  | 0% | 0 | 0 | 0 | 0 | 0 | 0 | 0 | 0 | 0 | 0 | 0 | 0 | 0 | 0 | 0 | 0 | 0 | 0 | 0 | 0 | 0 | 0 | 0 | 0 | 0 | 0 | 663.5438 | 670.0933 | 676.7073
COLSTRIP SWITCHYARD | COLSTRIP SWITCHYARD (TOWN) 1 | 20000 |  |  |  |  | 0 |  | 0% | 0 | 0 | 0 | 0 | 0 | 0 | 0 | 0 | 0 | 0 | 0 | 0 | 0 | 0 | 0 | 0 | 0 | 0 | 0 | 0 | 0 | 0 | 0 | 0 | 0 | 0 | 4456.5932 | 4453.4533 | 4450.2713
COLSTRIP SWITCHYARD | COLSTRIP SWITCHYARD (TOWN) 2 | 20000 |  |  |  |  | 0 |  | 0% | 0 | 0 | 0 | 0 | 0 | 0 | 0 | 0 | 0 | 0 | 0 | 0 | 0 | 0 | 0 | 0 | 0 | 0 | 0 | 0 | 0 | 0 | 0 | 0 | 0 | 0 | 3838.7273 | 3805.2351 | 3772.0352
CONRAD CITY | CONRAD CITY BNK 1 | 3750 |  |  |  |  | 0 |  | 0% | 0 | 0 | 0 | 0 | 0 | 0 | 0 | 0 | 0 | 0 | 0 | 0 | 0 | 0 | 0 | 0 | 0 | 0 | 0 | 0 | 0 | 0 | 0 | 0 | 0 | 0 | 1607.2974 | 1609.1449 | 1610.9945
CONRAD CITY | CONRAD CITY BNK 2 | 6250 |  |  |  |  | 0 |  | 0% | 0 | 0 | 0 | 0 | 0 | 0 | 0 | 0 | 0 | 0 | 0 | 0 | 0 | 0 | 0 | 0 | 0 | 0 | 0 | 0 | 0 | 0 | 0 | 0 | 0 | 0 | 2168.6084 | 2128.6048 | 2089.3392
CONRAD | CONRAD PUMP | 9375 |  |  |  |  | 0 |  | 0% | 0 | 0 | 0 | 0 | 0 | 0 | 0 | 0 | 0 | 0 | 0 | 0 | 0 | 0 | 0 | 0 | 0 | 0 | 0 | 0 | 0 | 0 | 0 | 0 | 0 | 0 | 2269.2518 | 2258.6862 | 2248.1698
CORVALLIS | CORVALLIS | 5000 |  |  |  |  | 0 |  | 0% | 0 | 0 | 0 | 0 | 0 | 0 | 0 | 0 | 0 | 0 | 0 | 0 | 0 | 0 | 0 | 0 | 0 | 0 | 0 | 0 | 0 | 0 | 0 | 0 | 0 | 0 | 3841.6746 | 3856.312 | 3871.0052
CRAIG | CRAIG | 4992 |  |  |  |  | 0 |  | 0% | 0 | 0 | 0 | 0 | 0 | 0 | 0 | 0 | 0 | 0 | 0 | 0 | 0 | 0 | 0 | 0 | 0 | 0 | 0 | 0 | 0 | 0 | 0 | 0 | 0 | 0 | 1379.9794 | 1395.9025 | 1411.3653
DARBY | DARBY 1 | 6250 |  |  |  |  | 0 |  | 0% | 0 | 0 | 0 | 0 | 0 | 0 | 0 | 0 | 0 | 0 | 0 | 0 | 0 | 0 | 0 | 0 | 0 | 0 | 0 | 0 | 0 | 0 | 0 | 0 | 0 | 0 | 5681.7212 | 5708.8448 | 5736.0979
DARBY | DARBY 2 | 6250 |  |  |  |  | 0 |  | 0% | 0 | 0 | 0 | 0 | 0 | 0 | 0 | 0 | 0 | 0 | 0 | 0 | 0 | 0 | 0 | 0 | 0 | 0 | 0 | 0 | 0 | 0 | 0 | 0 | 0 | 0 | 6226.5515 | 6267.5862 | 6308.8913
DEER LODGE CITY | DEER LODGE CITY | 6000 |  |  |  |  | 1 |  | 0% | 0 | 0 | 0 | 0 | 0 | 0 | 0 | 0 | 0 | 0 | 0 | 0 | 0 | 0 | 0 | 0 | 0 | 0 | 0 | 0 | 0 | 0 | 0 | 0 | 0 | 0 | 3995.6925 | 4023.288 | 4051.074
DEER LODGE CITY | DEER LODGE CITY 25KV | 20000 |  |  |  |  | 0 |  | 0% | 0 | 0 | 0 | 0 | 0 | 0 | 0 | 0 | 0 | 0 | 0 | 0 | 0 | 0 | 0 | 0 | 0 | 0 | 0 | 0 | 0 | 0 | 0 | 0 | 0 | 0 | 9705.2593 | 9739.563 | 9773.8842
DENTON | DENTON | 2500 |  |  |  |  | 0 |  | 0% | 0 | 0 | 0 | 0 | 0 | 0 | 0 | 0 | 0 | 0 | 0 | 0 | 0 | 0 | 0 | 0 | 0 | 0 | 0 | 0 | 0 | 0 | 0 | 0 | 0 | 0 | 1465.7864 | 1469.4365 | 1473.0958
DIAMOND | DIAMOND MATCH | 2500 |  |  |  |  | 0 |  | 0% | 0 | 0 | 0 | 0 | 0 | 0 | 0 | 0 | 0 | 0 | 0 | 0 | 0 | 0 | 0 | 0 | 0 | 0 | 0 | 0 | 0 | 0 | 0 | 0 | 0 | 0 | 635 | 635 | 635
DILLON | DILLON AIRPORT | 2500 |  |  |  |  | 0 |  | 0% | 0 | 0 | 0 | 0 | 0 | 0 | 0 | 0 | 0 | 0 | 0 | 0 | 0 | 0 | 0 | 0 | 0 | 0 | 0 | 0 | 0 | 0 | 0 | 0 | 0 | 0 | 738.0941 | 743.7345 | 749.3429
DIVIDE | DIVIDE | 4992 |  |  |  |  | 0 |  | 0% | 0 | 0 | 0 | 0 | 0 | 0 | 0 | 0 | 0 | 0 | 0 | 0 | 0 | 0 | 0 | 0 | 0 | 0 | 0 | 0 | 0 | 0 | 0 | 0 | 0 | 0 | 895.607 | 889.9502 | 884.3291
DODSON | DODSON | 1002 |  |  |  |  | 0 |  | 0% | 0 | 0 | 0 | 0 | 0 | 0 | 0 | 0 | 0 | 0 | 0 | 0 | 0 | 0 | 0 | 0 | 0 | 0 | 0 | 0 | 0 | 0 | 0 | 0 | 0 | 0 | 455.7255 | 453.9641 | 452.2095
DOWNER | DOWNER | 2500 |  |  |  |  | 0 |  | 0% | 0 | 0 | 0 | 0 | 0 | 0 | 0 | 0 | 0 | 0 | 0 | 0 | 0 | 0 | 0 | 0 | 0 | 0 | 0 | 0 | 0 | 0 | 0 | 0 | 0 | 0 | 1415.4525 | 1426.6307 | 1437.8874
DRUMMOND | DRUMMOND CITY | 6250 |  |  |  |  | 0 |  | 0% | 0 | 0 | 0 | 0 | 0 | 0 | 0 | 0 | 0 | 0 | 0 | 0 | 0 | 0 | 0 | 0 | 0 | 0 | 0 | 0 | 0 | 0 | 0 | 0 | 0 | 0 | 2017.4747 | 2004.5306 | 1991.6696
EAST BENCH | EAST BENCH | 2500 |  |  |  |  | 0 |  | 0% | 0 | 0 | 0 | 0 | 0 | 0 | 0 | 0 | 0 | 0 | 0 | 0 | 0 | 0 | 0 | 0 | 0 | 0 | 0 | 0 | 0 | 0 | 0 | 0 | 0 | 0 | 155.1479 | 154.7809 | 154.4148
EAST HELENA SWYD | EAST HELENA SWYD 1 | 25000 |  |  |  |  | 1 |  | 0% | 0 | 0 | 0 | 0 | 0 | 0 | 0 | 0 | 0 | 0 | 0 | 0 | 0 | 0 | 0 | 0 | 0 | 0 | 0 | 0 | 0 | 0 | 0 | 0 | 0 | 0 | 5927.9972 | 5958.5647 | 5989.2899
EAST HELENA SWYD | EAST HELENA SWYD 4 | 40000 |  |  |  |  | 1 |  | 0% | 0 | 0 | 0 | 0 | 0 | 0 | 0 | 0 | 0 | 0 | 0 | 0 | 0 | 0 | 0 | 0 | 0 | 0 | 0 | 0 | 0 | 0 | 0 | 0 | 0 | 0 | 19168.7024 | 19258.8656 | 19349.4529
ENNIS | ENNIS | 10000 |  |  |  |  | 0 |  | 0% | 0 | 0 | 0 | 0 | 0 | 0 | 0 | 0 | 0 | 0 | 0 | 0 | 0 | 0 | 0 | 0 | 0 | 0 | 0 | 0 | 0 | 0 | 0 | 0 | 0 | 0 | 10948.6333 | 11052.6651 | 11157.6855
EUSTIS | EUSTIS | 3000 |  |  |  |  | 0 |  | 0% | 0 | 0 | 0 | 0 | 0 | 0 | 0 | 0 | 0 | 0 | 0 | 0 | 0 | 0 | 0 | 0 | 0 | 0 | 0 | 0 | 0 | 0 | 0 | 0 | 0 | 0 | 1044.3017 | 1056.7183 | 1069.2826
FAIRFIELD | FAIRFIELD | 3000 |  |  |  |  | 0 |  | 0% | 0 | 0 | 0 | 0 | 0 | 0 | 0 | 0 | 0 | 0 | 0 | 0 | 0 | 0 | 0 | 0 | 0 | 0 | 0 | 0 | 0 | 0 | 0 | 0 | 0 | 0 | 2146.0986 | 2156.5694 | 2167.0913
FAIRMONT | FAIRMONT | 5000 |  |  |  |  | 0 |  | 0% | 0 | 0 | 0 | 0 | 0 | 0 | 0 | 0 | 0 | 0 | 0 | 0 | 0 | 0 | 0 | 0 | 0 | 0 | 0 | 0 | 0 | 0 | 0 | 0 | 0 | 0 | 2463.1172 | 2481.8834 | 2500.7926
FLORENCE | FLORENCE | 2500 |  |  |  |  | 0 |  | 0% | 0 | 0 | 0 | 0 | 0 | 0 | 0 | 0 | 0 | 0 | 0 | 0 | 0 | 0 | 0 | 0 | 0 | 0 | 0 | 0 | 0 | 0 | 0 | 0 | 0 | 0 | 1495.0086 | 1482.7156 | 1470.5237
FORT BELKNAP | FORT BELKNAP | 2496 |  |  |  |  | 0 |  | 0% | 0 | 0 | 0 | 0 | 0 | 0 | 0 | 0 | 0 | 0 | 0 | 0 | 0 | 0 | 0 | 0 | 0 | 0 | 0 | 0 | 0 | 0 | 0 | 0 | 0 | 0 | 2694.8257 | 2722.0024 | 2749.4531
FORT BENTON | FORT BENTON BNK 1 | 5000 |  |  |  |  | 0 |  | 0% | 0 | 0 | 0 | 0 | 0 | 0 | 0 | 0 | 0 | 0 | 0 | 0 | 0 | 0 | 0 | 0 | 0 | 0 | 0 | 0 | 0 | 0 | 0 | 0 | 0 | 0 | 1270.5609 | 1272.649 | 1274.5456
FORT BENTON | FORT BENTON BNK 2 | 6250 |  |  |  |  | 0 |  | 0% | 0 | 0 | 0 | 0 | 0 | 0 | 0 | 0 | 0 | 0 | 0 | 0 | 0 | 0 | 0 | 0 | 0 | 0 | 0 | 0 | 0 | 0 | 0 | 0 | 0 | 0 | 2872.1565 | 2883.0184 | 2893.8253
FROMBERG | FROMBERG | 2500 |  |  |  |  | 0 |  | 0% | 0 | 0 | 0 | 0 | 0 | 0 | 0 | 0 | 0 | 0 | 0 | 0 | 0 | 0 | 0 | 0 | 0 | 0 | 0 | 0 | 0 | 0 | 0 | 0 | 0 | 0 | 1174.708 | 1184.3159 | 1193.4573
GAGE | GAGE | 2333 |  |  |  |  | 0 |  | 0% | 0 | 0 | 0 | 0 | 0 | 0 | 0 | 0 | 0 | 0 | 0 | 0 | 0 | 0 | 0 | 0 | 0 | 0 | 0 | 0 | 0 | 0 | 0 | 0 | 0 | 0 | 651.2115 | 654.1619 | 657.1257
GARDINER | GARDINER | 5000 |  |  |  |  | 0 |  | 0% | 0 | 0 | 0 | 0 | 0 | 0 | 0 | 0 | 0 | 0 | 0 | 0 | 0 | 0 | 0 | 0 | 0 | 0 | 0 | 0 | 0 | 0 | 0 | 0 | 0 | 0 | 3658.6447 | 3663.3661 | 3668.0937
GERALDINE | GERALDINE | 1998 |  |  |  |  | 0 |  | 0% | 0 | 0 | 0 | 0 | 0 | 0 | 0 | 0 | 0 | 0 | 0 | 0 | 0 | 0 | 0 | 0 | 0 | 0 | 0 | 0 | 0 | 0 | 0 | 0 | 0 | 0 | 884.0351 | 876.9735 | 869.9684
GILDFORD | GILDFORD | 500 |  |  |  |  | 0 |  | 0% | 0 | 0 | 0 | 0 | 0 | 0 | 0 | 0 | 0 | 0 | 0 | 0 | 0 | 0 | 0 | 0 | 0 | 0 | 0 | 0 | 0 | 0 | 0 | 0 | 0 | 0 | 307.5753 | 307.3308 | 307.0866
GLASGOW | GLASGOW EASTSIDE | 6250 |  |  |  |  | 0 |  | 0% | 0 | 0 | 0 | 0 | 0 | 0 | 0 | 0 | 0 | 0 | 0 | 0 | 0 | 0 | 0 | 0 | 0 | 0 | 0 | 0 | 0 | 0 | 0 | 0 | 0 | 0 | 3406.6118 | 3423.7674 | 3440.6927
GLASGOW WESTSIDE | GLASGOW WESTSIDE #1 | 6250 |  |  |  |  | 0 |  | 0% | 0 | 0 | 0 | 0 | 0 | 0 | 0 | 0 | 0 | 0 | 0 | 0 | 0 | 0 | 0 | 0 | 0 | 0 | 0 | 0 | 0 | 0 | 0 | 0 | 0 | 0 | 1781.8877 | 1743.579 | 1705.0285
GLASGOW WESTSIDE | GLASGOW WESTSIDE #2 | 6250 |  |  |  |  | 0 |  | 0% | 0 | 0 | 0 | 0 | 0 | 0 | 0 | 0 | 0 | 0 | 0 | 0 | 0 | 0 | 0 | 0 | 0 | 0 | 0 | 0 | 0 | 0 | 0 | 0 | 0 | 0 | 3506.1112 | 3506.4426 | 3506.2104
GREAT FALLS CITY | GREAT FALLS CITY (NORTH BANK) | 20000 |  |  |  |  | 0 |  | 0% | 0 | 0 | 0 | 0 | 0 | 0 | 0 | 0 | 0 | 0 | 0 | 0 | 0 | 0 | 0 | 0 | 0 | 0 | 0 | 0 | 0 | 0 | 0 | 0 | 0 | 0 | 7482.8983 | 7412.4498 | 7340.6167
GREAT FALLS CITY | GREAT FALLS CITY (SOUTH BANK) | 40000 |  |  |  |  | 0 |  | 0% | 0 | 0 | 0 | 0 | 0 | 0 | 0 | 0 | 0 | 0 | 0 | 0 | 0 | 0 | 0 | 0 | 0 | 0 | 0 | 0 | 0 | 0 | 0 | 0 | 0 | 0 | 14094.0439 | 13976.9224 | 13860.7741
GREAT FALLS EASTSIDE | GREAT FALLS EASTSIDE 1 | 25000 |  |  |  |  | 0 |  | 0% | 0 | 0 | 0 | 0 | 0 | 0 | 0 | 0 | 0 | 0 | 0 | 0 | 0 | 0 | 0 | 0 | 0 | 0 | 0 | 0 | 0 | 0 | 0 | 0 | 0 | 0 | 11498.0789 | 11407.4101 | 11317.4564
GREAT FALLS EASTSIDE | GREAT FALLS EASTSIDE 2 | 12500 |  |  |  |  | 0 |  | 0% | 0 | 0 | 0 | 0 | 0 | 0 | 0 | 0 | 0 | 0 | 0 | 0 | 0 | 0 | 0 | 0 | 0 | 0 | 0 | 0 | 0 | 0 | 0 | 0 | 0 | 0 | 3733.896 | 3710.3109 | 3686.194
GREAT FALLS NORTHEAST | GREAT FALLS NORTHEAST | 20000 |  |  |  |  | 0 |  | 0% | 0 | 0 | 0 | 0 | 0 | 0 | 0 | 0 | 0 | 0 | 0 | 0 | 0 | 0 | 0 | 0 | 0 | 0 | 0 | 0 | 0 | 0 | 0 | 0 | 0 | 0 | 13186.3218 | 13207.6418 | 13227.3797
GREAT FALLS NORTHWEST | GREAT FALLS NORTHWEST (EAST BANK) | 20000 |  |  |  |  | 0 |  | 0% | 0 | 0 | 0 | 0 | 0 | 0 | 0 | 0 | 0 | 0 | 0 | 0 | 0 | 0 | 0 | 0 | 0 | 0 | 0 | 0 | 0 | 0 | 0 | 0 | 0 | 0 | 13397.4733 | 13380.1834 | 13360.3559
GREAT FALLS NORTHWEST | GREAT FALLS NORTHWEST (WEST BANK) | 20000 |  |  |  |  | 0 |  | 0% | 0 | 0 | 0 | 0 | 0 | 0 | 0 | 0 | 0 | 0 | 0 | 0 | 0 | 0 | 0 | 0 | 0 | 0 | 0 | 0 | 0 | 0 | 0 | 0 | 0 | 0 | 9324.9771 | 9255.4819 | 9184.1334
GREAT FALLS RIVERVIEW | GREAT FALLS RIVERVIEW #1 | 20000 |  |  |  |  | 0 |  | 0% | 0 | 0 | 0 | 0 | 0 | 0 | 0 | 0 | 0 | 0 | 0 | 0 | 0 | 0 | 0 | 0 | 0 | 0 | 0 | 0 | 0 | 0 | 0 | 0 | 0 | 0 | 13783.509 | 13837.3434 | 13891.3881
GREAT FALLS RIVERVIEW | GREAT FALLS RIVERVIEW #2 | 25000 |  |  |  |  | 0 |  | 0% | 0 | 0 | 0 | 0 | 0 | 0 | 0 | 0 | 0 | 0 | 0 | 0 | 0 | 0 | 0 | 0 | 0 | 0 | 0 | 0 | 0 | 0 | 0 | 0 | 0 | 0 | 9637.3651 | 9802.2609 | 9969.9781
GREAT FALLS SOUTHEAST | GREAT FALLS SOUTHEAST | 42000 |  |  |  |  | 0 |  | 0% | 0 | 0 | 0 | 0 | 0 | 0 | 0 | 0 | 0 | 0 | 0 | 0 | 0 | 0 | 0 | 0 | 0 | 0 | 0 | 0 | 0 | 0 | 0 | 0 | 0 | 0 | 7888.753 | 7877.0209 | 7865.3061
GREAT FALLS SOUTHWEST | GREAT FALLS SOUTHWEST | 20000 |  |  |  |  | 0 |  | 0% | 0 | 0 | 0 | 0 | 0 | 0 | 0 | 0 | 0 | 0 | 0 | 0 | 0 | 0 | 0 | 0 | 0 | 0 | 0 | 0 | 0 | 0 | 0 | 0 | 0 | 0 | 17666.3875 | 17808.9906 | 17952.7447
GREY | GREY CLIFF | 1800 |  |  |  |  | 0 |  | 0% | 0 | 0 | 0 | 0 | 0 | 0 | 0 | 0 | 0 | 0 | 0 | 0 | 0 | 0 | 0 | 0 | 0 | 0 | 0 | 0 | 0 | 0 | 0 | 0 | 0 | 0 | 786.7082 | 779.3189 | 771.8321
GRIZZLY | GRIZZLY PEAK | 5000 |  |  |  |  | 0 |  | 0% | 0 | 0 | 0 | 0 | 0 | 0 | 0 | 0 | 0 | 0 | 0 | 0 | 0 | 0 | 0 | 0 | 0 | 0 | 0 | 0 | 0 | 0 | 0 | 0 | 0 | 0 | 1574.5922 | 1583.1776 | 1591.8097
HAMILTON SOUTHSIDE | HAMILTON SOUTHSIDE 1 | 20000 |  |  |  |  | 0 |  | 0% | 0 | 0 | 0 | 0 | 0 | 0 | 0 | 0 | 0 | 0 | 0 | 0 | 0 | 0 | 0 | 0 | 0 | 0 | 0 | 0 | 0 | 0 | 0 | 0 | 0 | 0 | 10659.0606 | 10657.7957 | 10656.531
HAMILTON SOUTHSIDE | HAMILTON SOUTHSIDE 2 | 20000 |  |  |  |  | 0 |  | 0% | 0 | 0 | 0 | 0 | 0 | 0 | 0 | 0 | 0 | 0 | 0 | 0 | 0 | 0 | 0 | 0 | 0 | 0 | 0 | 0 | 0 | 0 | 0 | 0 | 0 | 0 | 20766.2332 | 20996.7977 | 21229.9222
HARDIN | HARDIN CITY | 20000 |  |  |  |  | 0 |  | 0% | 0 | 0 | 0 | 0 | 0 | 0 | 0 | 0 | 0 | 0 | 0 | 0 | 0 | 0 | 0 | 0 | 0 | 0 | 0 | 0 | 0 | 0 | 0 | 0 | 0 | 0 | 6116.8904 | 6133.065 | 6149.2823
HARLEM | HARLEM | 5600 |  |  |  |  | 0 |  | 0% | 0 | 0 | 0 | 0 | 0 | 0 | 0 | 0 | 0 | 0 | 0 | 0 | 0 | 0 | 0 | 0 | 0 | 0 | 0 | 0 | 0 | 0 | 0 | 0 | 0 | 0 | 1581.8824 | 1566.0452 | 1549.9183
HARLOWTON | HARLOWTON | 2500 |  |  |  |  | 0 |  | 0% | 0 | 0 | 0 | 0 | 0 | 0 | 0 | 0 | 0 | 0 | 0 | 0 | 0 | 0 | 0 | 0 | 0 | 0 | 0 | 0 | 0 | 0 | 0 | 0 | 0 | 0 | 2492.7073 | 2509.0138 | 2525.4269
HARRISON | HARRISON - PONY | 2496 |  |  |  |  | 0 |  | 0% | 0 | 0 | 0 | 0 | 0 | 0 | 0 | 0 | 0 | 0 | 0 | 0 | 0 | 0 | 0 | 0 | 0 | 0 | 0 | 0 | 0 | 0 | 0 | 0 | 0 | 0 | 1479.973 | 1487.2097 | 1494.2997
HAUGAN | HAUGAN | 1500 |  |  |  |  | 0 |  | 0% | 0 | 0 | 0 | 0 | 0 | 0 | 0 | 0 | 0 | 0 | 0 | 0 | 0 | 0 | 0 | 0 | 0 | 0 | 0 | 0 | 0 | 0 | 0 | 0 | 0 | 0 | 1018.2198 | 1022.1147 | 1026.0245
HAUSER | HAUSER DIST | 4998 |  |  |  |  | 0 |  | 0% | 0 | 0 | 0 | 0 | 0 | 0 | 0 | 0 | 0 | 0 | 0 | 0 | 0 | 0 | 0 | 0 | 0 | 0 | 0 | 0 | 0 | 0 | 0 | 0 | 0 | 0 | 626.9184 | 636.3044 | 645.8309
HAVRE CITY | HAVRE CITY | 9375 |  |  |  |  | 0 |  | 0% | 0 | 0 | 0 | 0 | 0 | 0 | 0 | 0 | 0 | 0 | 0 | 0 | 0 | 0 | 0 | 0 | 0 | 0 | 0 | 0 | 0 | 0 | 0 | 0 | 0 | 0 | 3334.2991 | 3298.1164 | 3262.3263
HAVRE CITY | HAVRE CITY EAST BANK 1 | 6250 |  |  |  |  | 0 |  | 0% | 0 | 0 | 0 | 0 | 0 | 0 | 0 | 0 | 0 | 0 | 0 | 0 | 0 | 0 | 0 | 0 | 0 | 0 | 0 | 0 | 0 | 0 | 0 | 0 | 0 | 0 | 3334.4539 | 3304.8068 | 3275.4234
HAVRE CITY | HAVRE CITY WEST BANK 3 | 6250 |  |  |  |  | 0 |  | 0% | 0 | 0 | 0 | 0 | 0 | 0 | 0 | 0 | 0 | 0 | 0 | 0 | 0 | 0 | 0 | 0 | 0 | 0 | 0 | 0 | 0 | 0 | 0 | 0 | 0 | 0 | 2159.7832 | 2119.7724 | 2080.5027
HAVRE EASTSIDE | HAVRE EASTSIDE | 12500 |  |  |  |  | 0 |  | 0% | 0 | 0 | 0 | 0 | 0 | 0 | 0 | 0 | 0 | 0 | 0 | 0 | 0 | 0 | 0 | 0 | 0 | 0 | 0 | 0 | 0 | 0 | 0 | 0 | 0 | 0 | 4199.2311 | 4168.1822 | 4143.5363
HAVRE HIGHLAND | HAVRE HIGHLAND PARK | 10500 |  |  |  |  | 0 |  | 0% | 0 | 0 | 0 | 0 | 0 | 0 | 0 | 0 | 0 | 0 | 0 | 0 | 0 | 0 | 0 | 0 | 0 | 0 | 0 | 0 | 0 | 0 | 0 | 0 | 0 | 0 | 4188.3032 | 4147.8948 | 4107.8762
HELENA EASTSIDE | HELENA EASTSIDE 1 | 20000 |  |  |  |  | 0 |  | 0% | 0 | 0 | 0 | 0 | 0 | 0 | 0 | 0 | 0 | 0 | 0 | 0 | 0 | 0 | 0 | 0 | 0 | 0 | 0 | 0 | 0 | 0 | 0 | 0 | 0 | 0 | 8562.889 | 8492.8897 | 8423.4626
HELENA GOLF COURSE | HELENA GOLF COURSE 1 | 20000 |  |  |  |  | 0 |  | 0% | 0 | 0 | 0 | 0 | 0 | 0 | 0 | 0 | 0 | 0 | 0 | 0 | 0 | 0 | 0 | 0 | 0 | 0 | 0 | 0 | 0 | 0 | 0 | 0 | 0 | 0 | 9389.337 | 9213.2182 | 9040.4029
HELENA GOLF COURSE | HELENA GOLF COURSE 2 | 42000 |  |  |  |  | 0 |  | 0% | 0 | 0 | 0 | 0 | 0 | 0 | 0 | 0 | 0 | 0 | 0 | 0 | 0 | 0 | 0 | 0 | 0 | 0 | 0 | 0 | 0 | 0 | 0 | 0 | 0 | 0 | 28143.0705 | 28334.2831 | 28526.7948
HELENA SOUTHSIDE | HELENA SOUTHSIDE 1 | 20000 |  |  |  |  | 0 |  | 0% | 0 | 0 | 0 | 0 | 0 | 0 | 0 | 0 | 0 | 0 | 0 | 0 | 0 | 0 | 0 | 0 | 0 | 0 | 0 | 0 | 0 | 0 | 0 | 0 | 0 | 0 | 3367.9443 | 3281.7232 | 3197.7095
HELENA SOUTHSIDE | HELENA SOUTHSIDE 2 | 20000 |  |  |  |  | 0 |  | 0% | 0 | 0 | 0 | 0 | 0 | 0 | 0 | 0 | 0 | 0 | 0 | 0 | 0 | 0 | 0 | 0 | 0 | 0 | 0 | 0 | 0 | 0 | 0 | 0 | 0 | 0 | 10628.7881 | 10717.9378 | 10807.8352
HELENA VALLEY | HELENA VALLEY 1 | 25000 |  |  |  |  | 0 |  | 0% | 0 | 0 | 0 | 0 | 0 | 0 | 0 | 0 | 0 | 0 | 0 | 0 | 0 | 0 | 0 | 0 | 0 | 0 | 0 | 0 | 0 | 0 | 0 | 0 | 0 | 0 | 14226.6147 | 14417.6723 | 14611.2958
HELENA VALLEY | HELENA VALLEY 2 | 20000 |  |  |  |  | 0 |  | 0% | 0 | 0 | 0 | 0 | 0 | 0 | 0 | 0 | 0 | 0 | 0 | 0 | 0 | 0 | 0 | 0 | 0 | 0 | 0 | 0 | 0 | 0 | 0 | 0 | 0 | 0 | 21730.9821 | 22174.1799 | 22626.4165
HELENA WESTSIDE | HELENA WESTSIDE 1 | 6240 |  |  |  |  | 0 |  | 0% | 0 | 0 | 0 | 0 | 0 | 0 | 0 | 0 | 0 | 0 | 0 | 0 | 0 | 0 | 0 | 0 | 0 | 0 | 0 | 0 | 0 | 0 | 0 | 0 | 0 | 0 | 0 | 0 | 0
HELENA WESTSIDE | HELENA WESTSIDE 2 | 25000 |  |  |  |  | 0 |  | 0% | 0 | 0 | 0 | 0 | 0 | 0 | 0 | 0 | 0 | 0 | 0 | 0 | 0 | 0 | 0 | 0 | 0 | 0 | 0 | 0 | 0 | 0 | 0 | 0 | 0 | 0 | 16877.6492 | 17076.0066 | 17276.6953
HELENA WESTSIDE | HELENA WESTSIDE 3 | 12500 |  |  |  |  | 0 |  | 0% | 0 | 0 | 0 | 0 | 0 | 0 | 0 | 0 | 0 | 0 | 0 | 0 | 0 | 0 | 0 | 0 | 0 | 0 | 0 | 0 | 0 | 0 | 0 | 0 | 0 | 0 | 0 | 0 | 0
HILLVIEW | HILLVIEW HEIGHTS #5 | 20000 |  |  |  |  | 0 |  | 0% | 0 | 0 | 0 | 0 | 0 | 0 | 0 | 0 | 0 | 0 | 0 | 0 | 0 | 0 | 0 | 0 | 0 | 0 | 0 | 0 | 0 | 0 | 0 | 0 | 0 | 0 | 13739.4804 | 13716.6351 | 13693.8278
HINGHAM | HINGHAM | 1000 |  |  |  |  | 0 |  | 0% | 0 | 0 | 0 | 0 | 0 | 0 | 0 | 0 | 0 | 0 | 0 | 0 | 0 | 0 | 0 | 0 | 0 | 0 | 0 | 0 | 0 | 0 | 0 | 0 | 0 | 0 | 469.2092 | 466.7802 | 464.3637
HINSDALE | HINSDALE | 600 |  |  |  |  | 1 |  | 0% | 0 | 0 | 0 | 0 | 0 | 0 | 0 | 0 | 0 | 0 | 0 | 0 | 0 | 0 | 0 | 0 | 0 | 0 | 0 | 0 | 0 | 0 | 0 | 0 | 0 | 0 | 515.39 | 512.6137 | 509.7559
INDUSTRIAL SUB #3 | INDUSTRIAL SUB #3 - BANK 1 | 20000 |  |  |  |  | 0 |  | 0% | 0 | 0 | 0 | 0 | 0 | 0 | 0 | 0 | 0 | 0 | 0 | 0 | 0 | 0 | 0 | 0 | 0 | 0 | 0 | 0 | 0 | 0 | 0 | 0 | 0 | 0 | 14295.7281 | 14425.5638 | 14556.5786
INDUSTRIAL SUB #3 | INDUSTRIAL SUB #3 - BANK 2 | 20000 |  |  |  |  | 0 |  | 0% | 0 | 0 | 0 | 0 | 0 | 0 | 0 | 0 | 0 | 0 | 0 | 0 | 0 | 0 | 0 | 0 | 0 | 0 | 0 | 0 | 0 | 0 | 0 | 0 | 0 | 0 | 14892.7604 | 14988.1883 | 15084.2276
INDUSTRIAL SUB #3 | INDUSTRIAL SUB #3 - BANK 3 | 20000 |  |  |  |  | 0 |  | 0% | 0 | 0 | 0 | 0 | 0 | 0 | 0 | 0 | 0 | 0 | 0 | 0 | 0 | 0 | 0 | 0 | 0 | 0 | 0 | 0 | 0 | 0 | 0 | 0 | 0 | 0 | 14425.7487 | 14604.5674 | 14785.6027
INVERNESS | INVERNESS | 1500 |  |  |  |  | 0 |  | 0% | 0 | 0 | 0 | 0 | 0 | 0 | 0 | 0 | 0 | 0 | 0 | 0 | 0 | 0 | 0 | 0 | 0 | 0 | 0 | 0 | 0 | 0 | 0 | 0 | 0 | 0 | 497.2071 | 501.921 | 506.6144
IVANHOE | IVANHOE | 1800 |  |  |  |  | 0 |  | 0% | 0 | 0 | 0 | 0 | 0 | 0 | 0 | 0 | 0 | 0 | 0 | 0 | 0 | 0 | 0 | 0 | 0 | 0 | 0 | 0 | 0 | 0 | 0 | 0 | 0 | 0 | 1137.2036 | 1151.9772 | 1166.9428
JACKRABBIT | JACK RABBIT 3 | 22400 |  |  |  |  | 1 |  | 0% | 0 | 0 | 0 | 0 | 0 | 0 | 0 | 0 | 0 | 0 | 0 | 0 | 0 | 0 | 0 | 0 | 0 | 0 | 0 | 0 | 0 | 0 | 0 | 0 | 0 | 0 | 25707.8419 | 26113.7445 | 26526.0559
JIM | JIM COULEE | 5000 |  |  |  |  | 0 |  | 0% | 0 | 0 | 0 | 0 | 0 | 0 | 0 | 0 | 0 | 0 | 0 | 0 | 0 | 0 | 0 | 0 | 0 | 0 | 0 | 0 | 0 | 0 | 0 | 0 | 0 | 0 | 283.5755 | 289.9566 | 296.4813
JOPLIN | JOPLIN | 750 |  |  |  |  | 0 |  | 0% | 0 | 0 | 0 | 0 | 0 | 0 | 0 | 0 | 0 | 0 | 0 | 0 | 0 | 0 | 0 | 0 | 0 | 0 | 0 | 0 | 0 | 0 | 0 | 0 | 0 | 0 | 219.7972 | 218.1902 | 216.5949
KINGSHILL | KINGSHILL | 600 |  |  |  |  | 0 |  | 0% | 0 | 0 | 0 | 0 | 0 | 0 | 0 | 0 | 0 | 0 | 0 | 0 | 0 | 0 | 0 | 0 | 0 | 0 | 0 | 0 | 0 | 0 | 0 | 0 | 0 | 0 | 474.773 | 477.821 | 480.8886
KREMLIN | KREMLIN | 600 |  |  |  |  | 0 |  | 0% | 0 | 0 | 0 | 0 | 0 | 0 | 0 | 0 | 0 | 0 | 0 | 0 | 0 | 0 | 0 | 0 | 0 | 0 | 0 | 0 | 0 | 0 | 0 | 0 | 0 | 0 | 176.3314 | 175.3788 | 174.4314
LADUKE | LADUKE | 2500 |  |  |  |  | 0 |  | 0% | 0 | 0 | 0 | 0 | 0 | 0 | 0 | 0 | 0 | 0 | 0 | 0 | 0 | 0 | 0 | 0 | 0 | 0 | 0 | 0 | 0 | 0 | 0 | 0 | 0 | 0 | 1986.6605 | 2002.4545 | 2018.374
LANDERS | LANDERS FORK | 12504 |  |  |  |  | 0 |  | 0% | 0 | 0 | 0 | 0 | 0 | 0 | 0 | 0 | 0 | 0 | 0 | 0 | 0 | 0 | 0 | 0 | 0 | 0 | 0 | 0 | 0 | 0 | 0 | 0 | 0 | 0 | 2060.6866 | 2054.7929 | 2048.9161
LAURIN | LAURIN | 5000 |  |  |  |  | 0 |  | 0% | 0 | 0 | 0 | 0 | 0 | 0 | 0 | 0 | 0 | 0 | 0 | 0 | 0 | 0 | 0 | 0 | 0 | 0 | 0 | 0 | 0 | 0 | 0 | 0 | 0 | 0 | 4063.8699 | 4124.9219 | 4186.5324
LAVINA | LAVINA | 5000 |  |  |  |  | 0 |  | 0% | 0 | 0 | 0 | 0 | 0 | 0 | 0 | 0 | 0 | 0 | 0 | 0 | 0 | 0 | 0 | 0 | 0 | 0 | 0 | 0 | 0 | 0 | 0 | 0 | 0 | 0 | 1246.9258 | 1257.9917 | 1269.1559
LAVINA | LAVINA PUMP | 9375 |  |  |  |  | 0 |  | 0% | 0 | 0 | 0 | 0 | 0 | 0 | 0 | 0 | 0 | 0 | 0 | 0 | 0 | 0 | 0 | 0 | 0 | 0 | 0 | 0 | 0 | 0 | 0 | 0 | 0 | 0 | 2811.0616 | 2810.1831 | 2809.3048
LEWISTOWN #1 | LEWISTOWN #1 | 5000 |  |  |  |  | 0 |  | 0% | 0 | 0 | 0 | 0 | 0 | 0 | 0 | 0 | 0 | 0 | 0 | 0 | 0 | 0 | 0 | 0 | 0 | 0 | 0 | 0 | 0 | 0 | 0 | 0 | 0 | 0 | 2906.9073 | 2901.8696 | 2896.8407
LEWISTOWN BOULEVARD | LEWISTOWN BOULEVARD 1 | 7500 |  |  |  |  | 0 |  | 0% | 0 | 0 | 0 | 0 | 0 | 0 | 0 | 0 | 0 | 0 | 0 | 0 | 0 | 0 | 0 | 0 | 0 | 0 | 0 | 0 | 0 | 0 | 0 | 0 | 0 | 0 | 3867.7701 | 3841.7753 | 3815.9552
LEWISTOWN BOULEVARD | LEWISTOWN BOULEVARD 2 | 5000 |  |  |  |  | 0 |  | 0% | 0 | 0 | 0 | 0 | 0 | 0 | 0 | 0 | 0 | 0 | 0 | 0 | 0 | 0 | 0 | 0 | 0 | 0 | 0 | 0 | 0 | 0 | 0 | 0 | 0 | 0 | 3974.8835 | 4011.5845 | 4048.6244
LIVINGSTON NORTHSIDE | LIVINGSTON NORTHSIDE | 5000 |  |  |  |  | 1 |  | 0% | 0 | 0 | 0 | 0 | 0 | 0 | 0 | 0 | 0 | 0 | 0 | 0 | 0 | 0 | 0 | 0 | 0 | 0 | 0 | 0 | 0 | 0 | 0 | 0 | 0 | 0 | 5191.2631 | 5235.2347 | 5279.5789
LIVINGSTON WESTSIDE | LIVINGSTON WESTSIDE 1 | 12000 |  |  |  |  | 0 |  | 0% | 0 | 0 | 0 | 0 | 0 | 0 | 0 | 0 | 0 | 0 | 0 | 0 | 0 | 0 | 0 | 0 | 0 | 0 | 0 | 0 | 0 | 0 | 0 | 0 | 0 | 0 | 10367.9804 | 10440.614 | 10513.7565
LIVINGSTON WESTSIDE | LIVINGSTON WESTSIDE BNK 2 | 12500 |  |  |  |  | 0 |  | 0% | 0 | 0 | 0 | 0 | 0 | 0 | 0 | 0 | 0 | 0 | 0 | 0 | 0 | 0 | 0 | 0 | 0 | 0 | 0 | 0 | 0 | 0 | 0 | 0 | 0 | 0 | 7941.8748 | 8064.048 | 8188.1006
LOHMAN | LOHMAN | 2498.4 |  |  |  |  | 0 |  | 0% | 0 | 0 | 0 | 0 | 0 | 0 | 0 | 0 | 0 | 0 | 0 | 0 | 0 | 0 | 0 | 0 | 0 | 0 | 0 | 0 | 0 | 0 | 0 | 0 | 0 | 0 | 110.7379 | 102.6326 | 94.7535
LOLO | LOLO | 20000 |  |  |  |  | 0 |  | 0% | 0 | 0 | 0 | 0 | 0 | 0 | 0 | 0 | 0 | 0 | 0 | 0 | 0 | 0 | 0 | 0 | 0 | 0 | 0 | 0 | 0 | 0 | 0 | 0 | 0 | 0 | 14482.8899 | 14641.4506 | 14801.7474
LOMA | LOMA | 2500 |  |  |  |  | 0 |  | 0% | 0 | 0 | 0 | 0 | 0 | 0 | 0 | 0 | 0 | 0 | 0 | 0 | 0 | 0 | 0 | 0 | 0 | 0 | 0 | 0 | 0 | 0 | 0 | 0 | 0 | 0 | 110.6875 | 106.7048 | 102.8654
LOWETH | LOWETH | 6240 |  |  |  |  | 0 |  | 0% | 0 | 0 | 0 | 0 | 0 | 0 | 0 | 0 | 0 | 0 | 0 | 0 | 0 | 0 | 0 | 0 | 0 | 0 | 0 | 0 | 0 | 0 | 0 | 0 | 0 | 0 | 4260.5117 | 4299.5996 | 4339.046
MADISON | MADISON VALLEY | 2500 |  |  |  |  | 0 |  | 0% | 0 | 0 | 0 | 0 | 0 | 0 | 0 | 0 | 0 | 0 | 0 | 0 | 0 | 0 | 0 | 0 | 0 | 0 | 0 | 0 | 0 | 0 | 0 | 0 | 0 | 0 | 2229.0265 | 2243.8577 | 2258.7877
MALTA CITY | MALTA CITY BANK 1 | 5000 |  |  |  |  | 0 |  | 0% | 0 | 0 | 0 | 0 | 0 | 0 | 0 | 0 | 0 | 0 | 0 | 0 | 0 | 0 | 0 | 0 | 0 | 0 | 0 | 0 | 0 | 0 | 0 | 0 | 0 | 0 | 1463.4207 | 1458.5476 | 1453.6906
MALTA EAST | MALTA EAST RURAL | 750 |  |  |  |  | 0 |  | 0% | 0 | 0 | 0 | 0 | 0 | 0 | 0 | 0 | 0 | 0 | 0 | 0 | 0 | 0 | 0 | 0 | 0 | 0 | 0 | 0 | 0 | 0 | 0 | 0 | 0 | 0 | 474.6761 | 474.0964 | 473.5174
MANHATTAN | MANHATTAN | 12500 |  |  |  |  | 0 |  | 0% | 0 | 0 | 0 | 0 | 0 | 0 | 0 | 0 | 0 | 0 | 0 | 0 | 0 | 0 | 0 | 0 | 0 | 0 | 0 | 0 | 0 | 0 | 0 | 0 | 0 | 0 | 10770.9044 | 10897.2036 | 11024.727
MARTINSDALE | MARTINSDALE | 3000 |  |  |  |  | 0 |  | 0% | 0 | 0 | 0 | 0 | 0 | 0 | 0 | 0 | 0 | 0 | 0 | 0 | 0 | 0 | 0 | 0 | 0 | 0 | 0 | 0 | 0 | 0 | 0 | 0 | 0 | 0 | 1848.265 | 1847.7314 | 1847.1116
MELSTONE | MELSTONE | 3000 |  |  |  |  | 0 |  | 0% | 0 | 0 | 0 | 0 | 0 | 0 | 0 | 0 | 0 | 0 | 0 | 0 | 0 | 0 | 0 | 0 | 0 | 0 | 0 | 0 | 0 | 0 | 0 | 0 | 0 | 0 | 1478.5307 | 1496.0225 | 1513.7212
MELVILLE | MELVILLE | 2500 |  |  |  |  | 0 |  | 0% | 0 | 0 | 0 | 0 | 0 | 0 | 0 | 0 | 0 | 0 | 0 | 0 | 0 | 0 | 0 | 0 | 0 | 0 | 0 | 0 | 0 | 0 | 0 | 0 | 0 | 0 | 1166.8733 | 1171.32 | 1175.7837
MISSION | MISSION | 5616 |  |  |  |  | 0 |  | 0% | 0 | 0 | 0 | 0 | 0 | 0 | 0 | 0 | 0 | 0 | 0 | 0 | 0 | 0 | 0 | 0 | 0 | 0 | 0 | 0 | 0 | 0 | 0 | 0 | 0 | 0 | 3448.0245 | 3460.7964 | 3473.6157
MOCCASIN | MOCCASIN | 1800 |  |  |  |  | 0 |  | 0% | 0 | 0 | 0 | 0 | 0 | 0 | 0 | 0 | 0 | 0 | 0 | 0 | 0 | 0 | 0 | 0 | 0 | 0 | 0 | 0 | 0 | 0 | 0 | 0 | 0 | 0 | 1010.0415 | 1013.5406 | 1016.9052
MONARCH | MONARCH | 2502 |  |  |  |  | 0 |  | 0% | 0 | 0 | 0 | 0 | 0 | 0 | 0 | 0 | 0 | 0 | 0 | 0 | 0 | 0 | 0 | 0 | 0 | 0 | 0 | 0 | 0 | 0 | 0 | 0 | 0 | 0 | 1303.5515 | 1315.0226 | 1326.5947
MONTANA PHOSPHATE | MONTANA PHOSPHATE | 6250 |  |  |  |  | 0 |  | 0% | 0 | 0 | 0 | 0 | 0 | 0 | 0 | 0 | 0 | 0 | 0 | 0 | 0 | 0 | 0 | 0 | 0 | 0 | 0 | 0 | 0 | 0 | 0 | 0 | 0 | 0 | 674.0717 | 674.0744 | 674.0772
MOORE | MOORE | 2000 |  |  |  |  | 0 |  | 0% | 0 | 0 | 0 | 0 | 0 | 0 | 0 | 0 | 0 | 0 | 0 | 0 | 0 | 0 | 0 | 0 | 0 | 0 | 0 | 0 | 0 | 0 | 0 | 0 | 0 | 0 | 958.5223 | 964.5664 | 970.6486
MORONY | MORONY RURAL | 1000 |  |  |  |  | 0 |  | 0% | 0 | 0 | 0 | 0 | 0 | 0 | 0 | 0 | 0 | 0 | 0 | 0 | 0 | 0 | 0 | 0 | 0 | 0 | 0 | 0 | 0 | 0 | 0 | 0 | 0 | 0 | 177.1744 | 176.8434 | 176.5131
MUIR | MUIR | 3750 |  |  |  |  | 0 |  | 0% | 0 | 0 | 0 | 0 | 0 | 0 | 0 | 0 | 0 | 0 | 0 | 0 | 0 | 0 | 0 | 0 | 0 | 0 | 0 | 0 | 0 | 0 | 0 | 0 | 0 | 0 | 3460.8438 | 3504.0827 | 3547.8618
MUSSELSHELL | MUSSELSHELL | 7500 |  |  |  |  | 0 |  | 0% | 0 | 0 | 0 | 0 | 0 | 0 | 0 | 0 | 0 | 0 | 0 | 0 | 0 | 0 | 0 | 0 | 0 | 0 | 0 | 0 | 0 | 0 | 0 | 0 | 0 | 0 | 506.8529 | 505.9465 | 505.0416
NASHUA | NASHUA | 1000 |  |  |  |  | 0 |  | 0% | 0 | 0 | 0 | 0 | 0 | 0 | 0 | 0 | 0 | 0 | 0 | 0 | 0 | 0 | 0 | 0 | 0 | 0 | 0 | 0 | 0 | 0 | 0 | 0 | 0 | 0 | 505.8866 | 505.0548 | 504.2244
NEWMONT | NEWMONT | 3000 |  |  |  |  | 0 |  | 0% | 0 | 0 | 0 | 0 | 0 | 0 | 0 | 0 | 0 | 0 | 0 | 0 | 0 | 0 | 0 | 0 | 0 | 0 | 0 | 0 | 0 | 0 | 0 | 0 | 0 | 0 | 924.8123 | 943.6427 | 962.7736
NIHILL | NIHILL | 1000 |  |  |  |  | 0 |  | 0% | 0 | 0 | 0 | 0 | 0 | 0 | 0 | 0 | 0 | 0 | 0 | 0 | 0 | 0 | 0 | 0 | 0 | 0 | 0 | 0 | 0 | 0 | 0 | 0 | 0 | 0 | 1105.8773 | 1118.4628 | 1131.1916
PARK CITY | PARK CITY | 2000 |  |  |  |  | 0 |  | 0% | 0 | 0 | 0 | 0 | 0 | 0 | 0 | 0 | 0 | 0 | 0 | 0 | 0 | 0 | 0 | 0 | 0 | 0 | 0 | 0 | 0 | 0 | 0 | 0 | 0 | 0 | 1784.7114 | 1798.7567 | 1812.9104
PATTERSON | PATTERSON | 12500 |  |  |  |  | 0 |  | 0% | 0 | 0 | 0 | 0 | 0 | 0 | 0 | 0 | 0 | 0 | 0 | 0 | 0 | 0 | 0 | 0 | 0 | 0 | 0 | 0 | 0 | 0 | 0 | 0 | 0 | 0 | 7032.7867 | 7092.6414 | 7153.0054
PHILIPSBURG SOUTH | PHILIPSBURG SOUTH | 14000 |  |  |  |  | 0 |  | 0% | 0 | 0 | 0 | 0 | 0 | 0 | 0 | 0 | 0 | 0 | 0 | 0 | 0 | 0 | 0 | 0 | 0 | 0 | 0 | 0 | 0 | 0 | 0 | 0 | 0 | 0 | 5134.5248 | 5234.4959 | 5336.4135
PLAINS | PLAINS | 28000 |  |  |  |  | 0 |  | 0% | 0 | 0 | 0 | 0 | 0 | 0 | 0 | 0 | 0 | 0 | 0 | 0 | 0 | 0 | 0 | 0 | 0 | 0 | 0 | 0 | 0 | 0 | 0 | 0 | 0 | 0 | 11262.5332 | 11386.3355 | 11511.4986
PORTAGE | PORTAGE | 1000 |  |  |  |  | 0 |  | 0% | 0 | 0 | 0 | 0 | 0 | 0 | 0 | 0 | 0 | 0 | 0 | 0 | 0 | 0 | 0 | 0 | 0 | 0 | 0 | 0 | 0 | 0 | 0 | 0 | 0 | 0 | 775.9104 | 787.7718 | 799.8145
POWER | POWER | 2000 |  |  |  |  | 0 |  | 0% | 0 | 0 | 0 | 0 | 0 | 0 | 0 | 0 | 0 | 0 | 0 | 0 | 0 | 0 | 0 | 0 | 0 | 0 | 0 | 0 | 0 | 0 | 0 | 0 | 0 | 0 | 1607.5727 | 1618.4981 | 1629.4977
RAILWELDER | RAILWELDER | 5000 |  |  |  |  | 0 |  | 0% | 0 | 0 | 0 | 0 | 0 | 0 | 0 | 0 | 0 | 0 | 0 | 0 | 0 | 0 | 0 | 0 | 0 | 0 | 0 | 0 | 0 | 0 | 0 | 0 | 0 | 0 | 435.3079 | 427.2634 | 419.3675
RED LODGE NORTHSIDE | RED LODGE NORTHSIDE | 12500 |  |  |  |  | 0 |  | 0% | 0 | 0 | 0 | 0 | 0 | 0 | 0 | 0 | 0 | 0 | 0 | 0 | 0 | 0 | 0 | 0 | 0 | 0 | 0 | 0 | 0 | 0 | 0 | 0 | 0 | 0 | 7960.0934 | 8058.6806 | 8158.4889
RENOVA | RENOVA | 3125 |  |  |  |  | 0 |  | 0% | 0 | 0 | 0 | 0 | 0 | 0 | 0 | 0 | 0 | 0 | 0 | 0 | 0 | 0 | 0 | 0 | 0 | 0 | 0 | 0 | 0 | 0 | 0 | 0 | 0 | 0 | 704.7211 | 701.5735 | 698.3038
RESERVE ST | RESERVE ST BANK 2 | 25000 |  |  |  |  | 0 |  | 0% | 0 | 0 | 0 | 0 | 0 | 0 | 0 | 0 | 0 | 0 | 0 | 0 | 0 | 0 | 0 | 0 | 0 | 0 | 0 | 0 | 0 | 0 | 0 | 0 | 0 | 0 | 13042.3603 | 13022.6529 | 13001.928
RIVERSIDE | RIVERSIDE | 12500 |  |  |  |  | 0 |  | 0% | 0 | 0 | 0 | 0 | 0 | 0 | 0 | 0 | 0 | 0 | 0 | 0 | 0 | 0 | 0 | 0 | 0 | 0 | 0 | 0 | 0 | 0 | 0 | 0 | 0 | 0 | 10631.9598 | 10689.4959 | 10747.3433
ROCKVALE | ROCKVALE | 3125 |  |  |  |  | 0 |  | 0% | 0 | 0 | 0 | 0 | 0 | 0 | 0 | 0 | 0 | 0 | 0 | 0 | 0 | 0 | 0 | 0 | 0 | 0 | 0 | 0 | 0 | 0 | 0 | 0 | 0 | 0 | 3827.886 | 3893.1742 | 3959.5759
ROUNDUP | ROUNDUP BANK 2 | 5000 |  |  |  |  | 0 |  | 0% | 0 | 0 | 0 | 0 | 0 | 0 | 0 | 0 | 0 | 0 | 0 | 0 | 0 | 0 | 0 | 0 | 0 | 0 | 0 | 0 | 0 | 0 | 0 | 0 | 0 | 0 | 3712.8887 | 3740.2804 | 3767.8743
ROUNDUP | ROUNDUP BANK 4 | 3750 |  |  |  |  | 0 |  | 0% | 0 | 0 | 0 | 0 | 0 | 0 | 0 | 0 | 0 | 0 | 0 | 0 | 0 | 0 | 0 | 0 | 0 | 0 | 0 | 0 | 0 | 0 | 0 | 0 | 0 | 0 | 4356.1052 | 4442.2532 | 4530.1049
RUDYARD | RUDYARD | 1500 |  |  |  |  | 0 |  | 0% | 0 | 0 | 0 | 0 | 0 | 0 | 0 | 0 | 0 | 0 | 0 | 0 | 0 | 0 | 0 | 0 | 0 | 0 | 0 | 0 | 0 | 0 | 0 | 0 | 0 | 0 | 441.4367 | 440.3374 | 439.2409
RUSSELL STREET | RUSSELL STREET #2 BANK 1 | 20000 |  |  |  |  | 0 |  | 0% | 0 | 0 | 0 | 0 | 0 | 0 | 0 | 0 | 0 | 0 | 0 | 0 | 0 | 0 | 0 | 0 | 0 | 0 | 0 | 0 | 0 | 0 | 0 | 0 | 0 | 0 | 13373.9009 | 13345.7878 | 13317.7337
RUSSELL STREET | RUSSELL STREET #2 BANK 2 | 20000 |  |  |  |  | 0 |  | 0% | 0 | 0 | 0 | 0 | 0 | 0 | 0 | 0 | 0 | 0 | 0 | 0 | 0 | 0 | 0 | 0 | 0 | 0 | 0 | 0 | 0 | 0 | 0 | 0 | 0 | 0 | 13476.9254 | 13435.3678 | 13393.8506
RUSSELL STREET | RUSSELL STREET #2 BANK 3 | 20000 |  |  |  |  | 0 |  | 0% | 0 | 0 | 0 | 0 | 0 | 0 | 0 | 0 | 0 | 0 | 0 | 0 | 0 | 0 | 0 | 0 | 0 | 0 | 0 | 0 | 0 | 0 | 0 | 0 | 0 | 0 | 12462.1203 | 12482.9364 | 12501.3274
RYEGATE | RYEGATE | 1000 |  |  |  |  | 0 |  | 0% | 0 | 0 | 0 | 0 | 0 | 0 | 0 | 0 | 0 | 0 | 0 | 0 | 0 | 0 | 0 | 0 | 0 | 0 | 0 | 0 | 0 | 0 | 0 | 0 | 0 | 0 | 600.7211 | 604.6989 | 608.703
SACO | SACO | 999 |  |  |  |  | 0 |  | 0% | 0 | 0 | 0 | 0 | 0 | 0 | 0 | 0 | 0 | 0 | 0 | 0 | 0 | 0 | 0 | 0 | 0 | 0 | 0 | 0 | 0 | 0 | 0 | 0 | 0 | 0 | 321.3199 | 317.2659 | 313.2631
SHERIDAN CITY | SHERIDAN CITY | 5000 |  |  |  |  | 0 |  | 0% | 0 | 0 | 0 | 0 | 0 | 0 | 0 | 0 | 0 | 0 | 0 | 0 | 0 | 0 | 0 | 0 | 0 | 0 | 0 | 0 | 0 | 0 | 0 | 0 | 0 | 0 | 3840.4387 | 3884.12 | 3928.2082
SHILOH | SHILOH | 50000 |  |  |  |  | 0 |  | 0% | 0 | 0 | 0 | 0 | 0 | 0 | 0 | 0 | 0 | 0 | 0 | 0 | 0 | 0 | 0 | 0 | 0 | 0 | 0 | 0 | 0 | 0 | 0 | 0 | 0 | 0 | 48224.3992 | 49633.1992 | 51083.1552
GFALLS SOUTHSIDE | SOUTHSIDE EAST BANK | 20000 |  |  |  |  | 0 |  | 0% | 0 | 0 | 0 | 0 | 0 | 0 | 0 | 0 | 0 | 0 | 0 | 0 | 0 | 0 | 0 | 0 | 0 | 0 | 0 | 0 | 0 | 0 | 0 | 0 | 0 | 0 | 14681.0067 | 14931.331 | 15185.6451
GFALLS SOUTHSIDE | SOUTHSIDE WEST BANK | 20000 |  |  |  |  | 0 |  | 0% | 0 | 0 | 0 | 0 | 0 | 0 | 0 | 0 | 0 | 0 | 0 | 0 | 0 | 0 | 0 | 0 | 0 | 0 | 0 | 0 | 0 | 0 | 0 | 0 | 0 | 0 | 9527.7416 | 9539.0737 | 9548.0348
SPOKANE BENCH | SPOKANE BENCH | 6250 |  |  |  |  | 0 |  | 0% | 0 | 0 | 0 | 0 | 0 | 0 | 0 | 0 | 0 | 0 | 0 | 0 | 0 | 0 | 0 | 0 | 0 | 0 | 0 | 0 | 0 | 0 | 0 | 0 | 0 | 0 | 5647.0304 | 5703.5669 | 5760.2285
SPRINGDALE PUMP | SPRINGDALE PUMP | 3750 |  |  |  |  | 0 |  | 0% | 0 | 0 | 0 | 0 | 0 | 0 | 0 | 0 | 0 | 0 | 0 | 0 | 0 | 0 | 0 | 0 | 0 | 0 | 0 | 0 | 0 | 0 | 0 | 0 | 0 | 0 | 1169.875 | 1161.8228 | 1153.826
ST. REGIS | ST. REGIS | 7000 |  |  |  |  | 0 |  | 0% | 0 | 0 | 0 | 0 | 0 | 0 | 0 | 0 | 0 | 0 | 0 | 0 | 0 | 0 | 0 | 0 | 0 | 0 | 0 | 0 | 0 | 0 | 0 | 0 | 0 | 0 | 6420.0145 | 6519.3417 | 6620.2056
STANFORD CITY | STANFORD CITY | 5000 |  |  |  |  | 0 |  | 0% | 0 | 0 | 0 | 0 | 0 | 0 | 0 | 0 | 0 | 0 | 0 | 0 | 0 | 0 | 0 | 0 | 0 | 0 | 0 | 0 | 0 | 0 | 0 | 0 | 0 | 0 | 1620.4247 | 1618.176 | 1615.9304
STEVENSVILLE | STEVENSVILLE | 25000 |  |  |  |  | 0 |  | 0% | 0 | 0 | 0 | 0 | 0 | 0 | 0 | 0 | 0 | 0 | 0 | 0 | 0 | 0 | 0 | 0 | 0 | 0 | 0 | 0 | 0 | 0 | 0 | 0 | 0 | 0 | 11062.8325 | 11202.5359 | 11344.0036
STILLWATER | STILLWATER | 35000 |  |  |  |  | 0 |  | 0% | 0 | 0 | 0 | 0 | 0 | 0 | 0 | 0 | 0 | 0 | 0 | 0 | 0 | 0 | 0 | 0 | 0 | 0 | 0 | 0 | 0 | 0 | 0 | 0 | 0 | 0 | 25802.8409 | 26052.5045 | 26304.5837
STOCKETT | STOCKETT | 2500 |  |  |  |  | 0 |  | 0% | 0 | 0 | 0 | 0 | 0 | 0 | 0 | 0 | 0 | 0 | 0 | 0 | 0 | 0 | 0 | 0 | 0 | 0 | 0 | 0 | 0 | 0 | 0 | 0 | 0 | 0 | 2185.7473 | 2205.2003 | 2224.8264
STRAW | STRAW | 2000 |  |  |  |  | 0 |  | 0% | 0 | 0 | 0 | 0 | 0 | 0 | 0 | 0 | 0 | 0 | 0 | 0 | 0 | 0 | 0 | 0 | 0 | 0 | 0 | 0 | 0 | 0 | 0 | 0 | 0 | 0 | 1078.7562 | 1086.8603 | 1095.0252
SUMATRA | SUMATRA | 5000 |  |  |  |  | 0 |  | 0% | 0 | 0 | 0 | 0 | 0 | 0 | 0 | 0 | 0 | 0 | 0 | 0 | 0 | 0 | 0 | 0 | 0 | 0 | 0 | 0 | 0 | 0 | 0 | 0 | 0 | 0 | 740.0787 | 719.2968 | 699.0985
SUPERIOR | SUPERIOR | 5000 |  |  |  |  | 0 |  | 0% | 0 | 0 | 0 | 0 | 0 | 0 | 0 | 0 | 0 | 0 | 0 | 0 | 0 | 0 | 0 | 0 | 0 | 0 | 0 | 0 | 0 | 0 | 0 | 0 | 0 | 0 | 2334.9518 | 2303.3955 | 2272.2657
TARGET RANGE | TARGET RANGE #7 - 1 | 20000 |  |  |  |  | 0 |  | 0% | 0 | 0 | 0 | 0 | 0 | 0 | 0 | 0 | 0 | 0 | 0 | 0 | 0 | 0 | 0 | 0 | 0 | 0 | 0 | 0 | 0 | 0 | 0 | 0 | 0 | 0 | 11146.6381 | 11369.5708 | 11596.9622
TARGET RANGE | TARGET RANGE #7 - 2 | 20000 |  |  |  |  | 0 |  | 0% | 0 | 0 | 0 | 0 | 0 | 0 | 0 | 0 | 0 | 0 | 0 | 0 | 0 | 0 | 0 | 0 | 0 | 0 | 0 | 0 | 0 | 0 | 0 | 0 | 0 | 0 | 3710.2429 | 3725.718 | 3740.6596
THOMPSON FALLS | THOMPSON FALLS CITY | 20000 |  |  |  |  | 0 |  | 0% | 0 | 0 | 0 | 0 | 0 | 0 | 0 | 0 | 0 | 0 | 0 | 0 | 0 | 0 | 0 | 0 | 0 | 0 | 0 | 0 | 0 | 0 | 0 | 0 | 0 | 0 | 7535.4036 | 7513.5663 | 7491.7922
TODD | TODD | 7500 |  |  |  |  | 0 |  | 0% | 0 | 0 | 0 | 0 | 0 | 0 | 0 | 0 | 0 | 0 | 0 | 0 | 0 | 0 | 0 | 0 | 0 | 0 | 0 | 0 | 0 | 0 | 0 | 0 | 0 | 0 | 136.1884 | 134.7497 | 133.3153
TOSTON | TOSTON | 6250 |  |  |  |  | 0 |  | 0% | 0 | 0 | 0 | 0 | 0 | 0 | 0 | 0 | 0 | 0 | 0 | 0 | 0 | 0 | 0 | 0 | 0 | 0 | 0 | 0 | 0 | 0 | 0 | 0 | 0 | 0 | 1353.7874 | 1351.6459 | 1349.4457
TOWNSEND | TOWNSEND | 20000 |  |  |  |  | 0 |  | 0% | 0 | 0 | 0 | 0 | 0 | 0 | 0 | 0 | 0 | 0 | 0 | 0 | 0 | 0 | 0 | 0 | 0 | 0 | 0 | 0 | 0 | 0 | 0 | 0 | 0 | 0 | 15835.9478 | 15991.602 | 16148.7862
TUNIS | TUNIS SUB | 6250 |  |  |  |  | 0 |  | 0% | 0 | 0 | 0 | 0 | 0 | 0 | 0 | 0 | 0 | 0 | 0 | 0 | 0 | 0 | 0 | 0 | 0 | 0 | 0 | 0 | 0 | 0 | 0 | 0 | 0 | 0 | 1621.7066 | 1630.0565 | 1638.4494
TWIN BRIDGES | TWIN BRIDGES | 3000 |  |  |  |  | 0 |  | 0% | 0 | 0 | 0 | 0 | 0 | 0 | 0 | 0 | 0 | 0 | 0 | 0 | 0 | 0 | 0 | 0 | 0 | 0 | 0 | 0 | 0 | 0 | 0 | 0 | 0 | 0 | 1382.0378 | 1383.0492 | 1384.0613
TWO DOT | TWO DOT | 1000 |  |  |  |  | 0 |  | 0% | 0 | 0 | 0 | 0 | 0 | 0 | 0 | 0 | 0 | 0 | 0 | 0 | 0 | 0 | 0 | 0 | 0 | 0 | 0 | 0 | 0 | 0 | 0 | 0 | 0 | 0 | 907.1633 | 921.0325 | 935.0333
ULM | ULM | 10000 |  |  |  |  | 0 |  | 0% | 0 | 0 | 0 | 0 | 0 | 0 | 0 | 0 | 0 | 0 | 0 | 0 | 0 | 0 | 0 | 0 | 0 | 0 | 0 | 0 | 0 | 0 | 0 | 0 | 0 | 0 | 3558.6341 | 3592.4926 | 3626.6732
UTICA PUMP | UTICA PUMP | 9375 |  |  |  |  | 0 |  | 0% | 0 | 0 | 0 | 0 | 0 | 0 | 0 | 0 | 0 | 0 | 0 | 0 | 0 | 0 | 0 | 0 | 0 | 0 | 0 | 0 | 0 | 0 | 0 | 0 | 0 | 0 | 2304.7973 | 2295.438 | 2286.1167
VALIER | VALIER | 1500 |  |  |  |  | 0 |  | 0% | 0 | 0 | 0 | 0 | 0 | 0 | 0 | 0 | 0 | 0 | 0 | 0 | 0 | 0 | 0 | 0 | 0 | 0 | 0 | 0 | 0 | 0 | 0 | 0 | 0 | 0 | 909.0897 | 909.9108 | 910.7326
VALIER - WILLIAMS | VALIER - WILLIAMS | 14000 |  |  |  |  | 0 |  | 0% | 0 | 0 | 0 | 0 | 0 | 0 | 0 | 0 | 0 | 0 | 0 | 0 | 0 | 0 | 0 | 0 | 0 | 0 | 0 | 0 | 0 | 0 | 0 | 0 | 0 | 0 | 5600.2845 | 5693.4966 | 5788.2602
VALIER-BULLHEAD | VALIER-BULLHEAD | 3000 |  |  |  |  | 0 |  | 0% | 0 | 0 | 0 | 0 | 0 | 0 | 0 | 0 | 0 | 0 | 0 | 0 | 0 | 0 | 0 | 0 | 0 | 0 | 0 | 0 | 0 | 0 | 0 | 0 | 0 | 0 | 2191.9891 | 2223.4104 | 2255.2822
VAUGHN | VAUGHN | 5000 |  |  |  |  | 0 |  | 0% | 0 | 0 | 0 | 0 | 0 | 0 | 0 | 0 | 0 | 0 | 0 | 0 | 0 | 0 | 0 | 0 | 0 | 0 | 0 | 0 | 0 | 0 | 0 | 0 | 0 | 0 | 4785.2501 | 4827.3807 | 4869.8822
VIRGINIA | VIRGINIA CITY | 2500 |  |  |  |  | 0 |  | 0% | 0 | 0 | 0 | 0 | 0 | 0 | 0 | 0 | 0 | 0 | 0 | 0 | 0 | 0 | 0 | 0 | 0 | 0 | 0 | 0 | 0 | 0 | 0 | 0 | 0 | 0 | 1059.3132 | 1072.6584 | 1086.1716
WAYNE PUMP | WAYNE PUMP | 9375 |  |  |  |  | 0 |  | 0% | 0 | 0 | 0 | 0 | 0 | 0 | 0 | 0 | 0 | 0 | 0 | 0 | 0 | 0 | 0 | 0 | 0 | 0 | 0 | 0 | 0 | 0 | 0 | 0 | 0 | 0 | 3390.7731 | 3410.6827 | 3430.7092
WHITEHALL | WHITEHALL | 5000 |  |  |  |  | 0 |  | 0% | 0 | 0 | 0 | 0 | 0 | 0 | 0 | 0 | 0 | 0 | 0 | 0 | 0 | 0 | 0 | 0 | 0 | 0 | 0 | 0 | 0 | 0 | 0 | 0 | 0 | 0 | 3611.4769 | 3619.6637 | 3627.869
WILLOW CREEK | WILLOW CREEK | 2500 |  |  |  |  | 0 |  | 0% | 0 | 0 | 0 | 0 | 0 | 0 | 0 | 0 | 0 | 0 | 0 | 0 | 0 | 0 | 0 | 0 | 0 | 0 | 0 | 0 | 0 | 0 | 0 | 0 | 0 | 0 | 717.4242 | 710.5349 | 703.7118
WINDHAM | WINDHAM | 1000 |  |  |  |  | 0 |  | 0% | 0 | 0 | 0 | 0 | 0 | 0 | 0 | 0 | 0 | 0 | 0 | 0 | 0 | 0 | 0 | 0 | 0 | 0 | 0 | 0 | 0 | 0 | 0 | 0 | 0 | 0 | 666.2092 | 666.8406 | 667.4726
WOLF | WOLF CREEK | 4992 |  |  |  |  | 0 |  | 0% | 0 | 0 | 0 | 0 | 0 | 0 | 0 | 0 | 0 | 0 | 0 | 0 | 0 | 0 | 0 | 0 | 0 | 0 | 0 | 0 | 0 | 0 | 0 | 0 | 0 | 0 | 1484.6323 | 1497.1922 | 1509.7364
ZURICH | ZURICH | 1503 |  |  |  |  | 0 |  | 0% | 0 | 0 | 0 | 0 | 0 | 0 | 0 | 0 | 0 | 0 | 0 | 0 | 0 | 0 | 0 | 0 | 0 | 0 | 0 | 0 | 0 | 0 | 0 | 0 | 0 | 0 | 742.847 | 736.624 | 730.3056
Capacity Deficit With Solar (Med)
Substation | Transformer | Nameplate | Peak 2017 Loading | Winter Peak | Summer Peak | Peak Season | Planned Substation Upgrade |  | Growth | 2017 | 2018 | 2019 | 2020 | 2021 | 2022 | 2023 | 2024 | 2025 | 2026 | 2027 | 2028 | 2029 | 2030 | 2031 | 2032 | 2033 | 2034 | 2035 | 2036 | 2037 | 2038 | 2039 | 2040 | 2041 | 2042
ABSAROKEE | ABSAROKEE | 6250 |  |  |  |  | 0
ALBERTON | ALBERTON | 2500 |  |  |  |  | 1
AMSTERDAM | AMSTERDAM | 5500 |  |  |  |  | 1
ANACONDA CITY | ANACONDA CITY 3 | 10000 |  |  |  |  | 0
ANACONDA CITY | ANACONDA CITY 4 | 10000 |  |  |  |  | 0
AUGUSTA | AUGUSTA | 1500 |  |  |  |  | 0
BARBER | BARBER | 750 |  |  |  |  | 0
BASIN | BASIN | 750 |  |  |  |  | 0
BELGRADE | BELGRADE 1 | 20000 |  |  |  |  | 0
BELGRADE | BELGRADE 2 | 20000 |  |  |  |  | 0
BELT | BELT | 5000 |  |  |  |  | 0
BIG SANDY | BIG SANDY | 2500 |  |  |  |  | 0
LONE MOUNTAIN | BIG SKY LONE MOUNTAIN BANK 1 | 42000 |  |  |  |  | 0
LONE MOUNTAIN | BIG SKY LONE MOUNTAIN BANK 2 | 42000 |  |  |  |  | 0
BIG SKY MEADOW | BIG SKY MEADOW VILLAGE | 25000 |  |  |  |  | 0
BIG TIMBER | BIG TIMBER | 6250 |  |  |  |  | 0
BILLINGS 8TH ST. | BILLINGS 8TH ST. 1 | 42000 |  |  |  |  | 0
BILLINGS 8TH ST. | BILLINGS 8TH ST. 2 | 42000 |  |  |  |  | 0
BILLINGS 8TH ST. | BILLINGS 8TH ST. 3 | 42000 |  |  |  |  | 0
BILLINGS BELLROCK | BILLINGS BELLROCK 1 | 42000 |  |  |  |  | 0
BILLINGS BELLROCK | BILLINGS BELLROCK 2 | 42000 |  |  |  |  | 0
BILLINGS EASTSIDE | BILLINGS EASTSIDE 3 | 20000 |  |  |  |  | 0
BILLINGS EASTSIDE | BILLINGS EASTSIDE 4 | 20000 |  |  |  |  | 0
BILLINGS EASTSIDE | BILLINGS EASTSIDE 5 | 20000 |  |  |  |  | 0
BILLINGS KING AVE | BILLINGS KING AVE. 1 | 20000 |  |  |  |  | 0
BILLINGS KING AVE | BILLINGS KING AVE. 2 | 20000 |  |  |  |  | 0
BILLINGS MERIDIAN | BILLINGS MERIDIAN BANK 1 | 20000 |  |  |  |  | 0
BILLINGS MERIDIAN | BILLINGS MERIDIAN BANK 2 | 20000 |  |  |  |  | 0
BILLINGS RIMROCK | BILLINGS RIMROCK | 20000 |  |  |  |  | 0
BILLINGS STEAMPLANT | BILLINGS STEAMPLANT SWYD A | 20000 |  |  |  |  | 0
BILLINGS STEAMPLANT | BILLINGS STEAMPLANT SWYD B | 20000 |  |  |  |  | 0
BILLINGS WICKS LANE | BILLINGS WICKS LANE 1 | 25000 |  |  |  |  | 0
BILLINGS WICKS LANE | BILLINGS WICKS LANE 2 | 25000 |  |  |  |  | 0
BONNER | BONNER FDR 61 & 62 | 20000 |  |  |  |  | 0
BOULDER | BOULDER | 5000 |  |  |  |  | 0
BOX ELDER | BOX ELDER | 1000 |  |  |  |  | 0
BOZEMAN EAST | BOZEMAN EAST GALLATIN 3 | 10000 |  |  |  |  | 0
BOZEMAN EAST | BOZEMAN EAST GALLATIN 4 | 20000 |  |  |  |  | 0
BOZEMAN SOURDOUGH | BOZEMAN SOURDOUGH #1 | 20000 |  |  |  |  | 1
BOZEMAN SOUTHSIDE | BOZEMAN SOUTHSIDE 5 | 20000 |  |  |  |  | 0
BOZEMAN SOUTHSIDE | BOZEMAN SOUTHSIDE 6 | 20000 |  |  |  |  | 0
BOZEMAN WESTSIDE | BOZEMAN WESTSIDE BK1 | 20000 |  |  |  |  | 0
BOZEMAN WESTSIDE | BOZEMAN WESTSIDE BK2 | 42000 |  |  |  |  | 0
BRADY | BRADY | 1000 |  |  |  |  | 0
BRIDGER | BRIDGER | 12500 |  |  |  |  | 0
BROADVIEW CITY | BROADVIEW CITY | 2000 |  |  |  |  | 0
BUTLER CREEK | BUTLER CREEK | 20000 |  |  |  |  | 0
BUTTE CORA | BUTTE CORA | 20000 |  |  |  |  | 0
BUTTE INDUSTRIAL PARK | BUTTE INDUSTRIAL PARK | 10000 |  |  |  |  | 0
BUTTE MONTANA ST | BUTTE MONTANA ST. SWITCHYARD 1 | 6240 |  |  |  |  | 1
BUTTE MONTANA ST | BUTTE MONTANA ST. SWITCHYARD 2 | 6240 |  |  |  |  | 1
BUTTE MONTANA ST | BUTTE MONTANA ST. SWITCHYARD 3 | 25000 |  |  |  |  | 0
BUTTE MONTANA ST | BUTTE MONTANA ST. SWITCHYARD 5 | 25000 |  |  |  |  | 0
CANYON CREEK | CANYON CREEK | 10000 |  |  |  |  | 0
CARTER | CARTER | 2500 |  |  |  |  | 0
CHARLOS HEIGHTS | CHARLOS HEIGHTS | 3750 |  |  |  |  | 0
CHESTER | CHESTER | 4995 |  |  |  |  | 0
CHINOOK | CHINOOK | 5000 |  |  |  |  | 0
CHOTEAU | CHOTEAU 1 | 2500 |  |  |  |  | 0
CHOTEAU | CHOTEAU 2 | 5000 |  |  |  |  | 0
CIRCLE BRIDGE | CIRCLE BRIDGE | 1500 |  |  |  |  | 0
CITY SUB #1 | CITY SUB #1 | 20000 |  |  |  |  | 0
CITY SUB #1 | CITY SUB #1 BNK 4 | 20000 |  |  |  |  | 0
CLANCY | CLANCY | 6220 |  |  |  |  | 0
COBBLESTONE | COBBLESTONE | 5000 |  |  |  |  | 0
COLLINS | COLLINS | 2500 |  |  |  |  | 0
COLSTRIP SWITCHYARD | COLSTRIP SWITCHYARD (TOWN) 1 | 20000 |  |  |  |  | 0
COLSTRIP SWITCHYARD | COLSTRIP SWITCHYARD (TOWN) 2 | 20000 |  |  |  |  | 0
CONRAD CITY | CONRAD CITY BNK 1 | 3750 |  |  |  |  | 0
CONRAD CITY | CONRAD CITY BNK 2 | 6250 |  |  |  |  | 0
CONRAD | CONRAD PUMP | 9375 |  |  |  |  | 0
CORVALLIS | CORVALLIS | 5000 |  |  |  |  | 0
CRAIG | CRAIG | 4992 |  |  |  |  | 0
DARBY | DARBY 1 | 6250 |  |  |  |  | 0
DARBY | DARBY 2 | 6250 |  |  |  |  | 0
DEER LODGE CITY | DEER LODGE CITY | 6000 |  |  |  |  | 1
DEER LODGE CITY | DEER LODGE CITY 25KV | 20000 |  |  |  |  | 0
DENTON | DENTON | 2500 |  |  |  |  | 0
DIAMOND | DIAMOND MATCH | 2500 |  |  |  |  | 0
DILLON | DILLON AIRPORT | 2500 |  |  |  |  | 0
DIVIDE | DIVIDE | 4992 |  |  |  |  | 0
DODSON | DODSON | 1002 |  |  |  |  | 0
DOWNER | DOWNER | 2500 |  |  |  |  | 0
DRUMMOND | DRUMMOND CITY | 6250 |  |  |  |  | 0
EAST BENCH | EAST BENCH | 2500 |  |  |  |  | 0
EAST HELENA SWYD | EAST HELENA SWYD 1 | 25000 |  |  |  |  | 1
EAST HELENA SWYD | EAST HELENA SWYD 4 | 40000 |  |  |  |  | 1
ENNIS | ENNIS | 10000 |  |  |  |  | 0
EUSTIS | EUSTIS | 3000 |  |  |  |  | 0
FAIRFIELD | FAIRFIELD | 3000 |  |  |  |  | 0
FAIRMONT | FAIRMONT | 5000 |  |  |  |  | 0
FLORENCE | FLORENCE | 2500 |  |  |  |  | 0
FORT BELKNAP | FORT BELKNAP | 2496 |  |  |  |  | 0
FORT BENTON | FORT BENTON BNK 1 | 5000 |  |  |  |  | 0
FORT BENTON | FORT BENTON BNK 2 | 6250 |  |  |  |  | 0
FROMBERG | FROMBERG | 2500 |  |  |  |  | 0
GAGE | GAGE | 2333 |  |  |  |  | 0
GARDINER | GARDINER | 5000 |  |  |  |  | 0
GERALDINE | GERALDINE | 1998 |  |  |  |  | 0
GILDFORD | GILDFORD | 500 |  |  |  |  | 0
GLASGOW | GLASGOW EASTSIDE | 6250 |  |  |  |  | 0
GLASGOW WESTSIDE | GLASGOW WESTSIDE #1 | 6250 |  |  |  |  | 0
GLASGOW WESTSIDE | GLASGOW WESTSIDE #2 | 6250 |  |  |  |  | 0
GREAT FALLS CITY | GREAT FALLS CITY (NORTH BANK) | 20000 |  |  |  |  | 0
GREAT FALLS CITY | GREAT FALLS CITY (SOUTH BANK) | 40000 |  |  |  |  | 0
GREAT FALLS EASTSIDE | GREAT FALLS EASTSIDE 1 | 25000 |  |  |  |  | 0
GREAT FALLS EASTSIDE | GREAT FALLS EASTSIDE 2 | 12500 |  |  |  |  | 0
GREAT FALLS NORTHEAST | GREAT FALLS NORTHEAST | 20000 |  |  |  |  | 0
GREAT FALLS NORTHWEST | GREAT FALLS NORTHWEST (EAST BANK) | 20000 |  |  |  |  | 0
GREAT FALLS NORTHWEST | GREAT FALLS NORTHWEST (WEST BANK) | 20000 |  |  |  |  | 0
GREAT FALLS RIVERVIEW | GREAT FALLS RIVERVIEW #1 | 20000 |  |  |  |  | 0
GREAT FALLS RIVERVIEW | GREAT FALLS RIVERVIEW #2 | 25000 |  |  |  |  | 0
GREAT FALLS SOUTHEAST | GREAT FALLS SOUTHEAST | 42000 |  |  |  |  | 0
GREAT FALLS SOUTHWEST | GREAT FALLS SOUTHWEST | 20000 |  |  |  |  | 0
GREY | GREY CLIFF | 1800 |  |  |  |  | 0
GRIZZLY | GRIZZLY PEAK | 5000 |  |  |  |  | 0
HAMILTON SOUTHSIDE | HAMILTON SOUTHSIDE 1 | 20000 |  |  |  |  | 0
HAMILTON SOUTHSIDE | HAMILTON SOUTHSIDE 2 | 20000 |  |  |  |  | 0
HARDIN | HARDIN CITY | 20000 |  |  |  |  | 0
HARLEM | HARLEM | 5600 |  |  |  |  | 0
HARLOWTON | HARLOWTON | 2500 |  |  |  |  | 0
HARRISON | HARRISON - PONY | 2496 |  |  |  |  | 0
HAUGAN | HAUGAN | 1500 |  |  |  |  | 0
HAUSER | HAUSER DIST | 4998 |  |  |  |  | 0
HAVRE CITY | HAVRE CITY | 9375 |  |  |  |  | 0
HAVRE CITY | HAVRE CITY EAST BANK 1 | 6250 |  |  |  |  | 0
HAVRE CITY | HAVRE CITY WEST BANK 3 | 6250 |  |  |  |  | 0
HAVRE EASTSIDE | HAVRE EASTSIDE | 12500 |  |  |  |  | 0
HAVRE HIGHLAND | HAVRE HIGHLAND PARK | 10500 |  |  |  |  | 0
HELENA EASTSIDE | HELENA EASTSIDE 1 | 20000 |  |  |  |  | 0
HELENA GOLF COURSE | HELENA GOLF COURSE 1 | 20000 |  |  |  |  | 0
HELENA GOLF COURSE | HELENA GOLF COURSE 2 | 42000 |  |  |  |  | 0
HELENA SOUTHSIDE | HELENA SOUTHSIDE 1 | 20000 |  |  |  |  | 0
HELENA SOUTHSIDE | HELENA SOUTHSIDE 2 | 20000 |  |  |  |  | 0
HELENA VALLEY | HELENA VALLEY 1 | 25000 |  |  |  |  | 0
HELENA VALLEY | HELENA VALLEY 2 | 20000 |  |  |  |  | 0
HELENA WESTSIDE | HELENA WESTSIDE 1 | 6240 |  |  |  |  | 0
HELENA WESTSIDE | HELENA WESTSIDE 2 | 25000 |  |  |  |  | 0
HELENA WESTSIDE | HELENA WESTSIDE 3 | 12500 |  |  |  |  | 0
HILLVIEW | HILLVIEW HEIGHTS #5 | 20000 |  |  |  |  | 0
HINGHAM | HINGHAM | 1000 |  |  |  |  | 0
HINSDALE | HINSDALE | 600 |  |  |  |  | 1
INDUSTRIAL SUB #3 | INDUSTRIAL SUB #3 - BANK 1 | 20000 |  |  |  |  | 0
INDUSTRIAL SUB #3 | INDUSTRIAL SUB #3 - BANK 2 | 20000 |  |  |  |  | 0
INDUSTRIAL SUB #3 | INDUSTRIAL SUB #3 - BANK 3 | 20000 |  |  |  |  | 0
INVERNESS | INVERNESS | 1500 |  |  |  |  | 0
IVANHOE | IVANHOE | 1800 |  |  |  |  | 0
JACKRABBIT | JACK RABBIT 3 | 22400 |  |  |  |  | 1
JIM | JIM COULEE | 5000 |  |  |  |  | 0
JOPLIN | JOPLIN | 750 |  |  |  |  | 0
KINGSHILL | KINGSHILL | 600 |  |  |  |  | 0
KREMLIN | KREMLIN | 600 |  |  |  |  | 0
LADUKE | LADUKE | 2500 |  |  |  |  | 0
LANDERS | LANDERS FORK | 12504 |  |  |  |  | 0
LAURIN | LAURIN | 5000 |  |  |  |  | 0
LAVINA | LAVINA | 5000 |  |  |  |  | 0
LAVINA | LAVINA PUMP | 9375 |  |  |  |  | 0
LEWISTOWN #1 | LEWISTOWN #1 | 5000 |  |  |  |  | 0
LEWISTOWN BOULEVARD | LEWISTOWN BOULEVARD 1 | 7500 |  |  |  |  | 0
LEWISTOWN BOULEVARD | LEWISTOWN BOULEVARD 2 | 5000 |  |  |  |  | 0
LIVINGSTON NORTHSIDE | LIVINGSTON NORTHSIDE | 5000 |  |  |  |  | 1
LIVINGSTON WESTSIDE | LIVINGSTON WESTSIDE 1 | 12000 |  |  |  |  | 0
LIVINGSTON WESTSIDE | LIVINGSTON WESTSIDE BNK 2 | 12500 |  |  |  |  | 0
LOHMAN | LOHMAN | 2498.4 |  |  |  |  | 0
LOLO | LOLO | 20000 |  |  |  |  | 0
LOMA | LOMA | 2500 |  |  |  |  | 0
LOWETH | LOWETH | 6240 |  |  |  |  | 0
MADISON | MADISON VALLEY | 2500 |  |  |  |  | 0
MALTA CITY | MALTA CITY BANK 1 | 5000 |  |  |  |  | 0
MALTA EAST | MALTA EAST RURAL | 750 |  |  |  |  | 0
MANHATTAN | MANHATTAN | 12500 |  |  |  |  | 0
MARTINSDALE | MARTINSDALE | 3000 |  |  |  |  | 0
MELSTONE | MELSTONE | 3000 |  |  |  |  | 0
MELVILLE | MELVILLE | 2500 |  |  |  |  | 0
MISSION | MISSION | 5616 |  |  |  |  | 0
MOCCASIN | MOCCASIN | 1800 |  |  |  |  | 0
MONARCH | MONARCH | 2502 |  |  |  |  | 0
MONTANA PHOSPHATE | MONTANA PHOSPHATE | 6250 |  |  |  |  | 0
MOORE | MOORE | 2000 |  |  |  |  | 0
MORONY | MORONY RURAL | 1000 |  |  |  |  | 0
MUIR | MUIR | 3750 |  |  |  |  | 0
MUSSELSHELL | MUSSELSHELL | 7500 |  |  |  |  | 0
NASHUA | NASHUA | 1000 |  |  |  |  | 0
NEWMONT | NEWMONT | 3000 |  |  |  |  | 0
NIHILL | NIHILL | 1000 |  |  |  |  | 0
PARK CITY | PARK CITY | 2000 |  |  |  |  | 0
PATTERSON | PATTERSON | 12500 |  |  |  |  | 0
PHILIPSBURG SOUTH | PHILIPSBURG SOUTH | 14000 |  |  |  |  | 0
PLAINS | PLAINS | 28000 |  |  |  |  | 0
PORTAGE | PORTAGE | 1000 |  |  |  |  | 0
POWER | POWER | 2000 |  |  |  |  | 0
RAILWELDER | RAILWELDER | 5000 |  |  |  |  | 0
RED LODGE NORTHSIDE | RED LODGE NORTHSIDE | 12500 |  |  |  |  | 0
RENOVA | RENOVA | 3125 |  |  |  |  | 0
RESERVE ST | RESERVE ST BANK 2 | 25000 |  |  |  |  | 0
RIVERSIDE | RIVERSIDE | 12500 |  |  |  |  | 0
ROCKVALE | ROCKVALE | 3125 |  |  |  |  | 0
ROUNDUP | ROUNDUP BANK 2 | 5000 |  |  |  |  | 0
ROUNDUP | ROUNDUP BANK 4 | 3750 |  |  |  |  | 0
RUDYARD | RUDYARD | 1500 |  |  |  |  | 0
RUSSELL STREET | RUSSELL STREET #2 BANK 1 | 20000 |  |  |  |  | 0
RUSSELL STREET | RUSSELL STREET #2 BANK 2 | 20000 |  |  |  |  | 0
RUSSELL STREET | RUSSELL STREET #2 BANK 3 | 20000 |  |  |  |  | 0
RYEGATE | RYEGATE | 1000 |  |  |  |  | 0
SACO | SACO | 999 |  |  |  |  | 0
SHERIDAN CITY | SHERIDAN CITY | 5000 |  |  |  |  | 0
SHILOH | SHILOH | 50000 |  |  |  |  | 0
GFALLS SOUTHSIDE | SOUTHSIDE EAST BANK | 20000 |  |  |  |  | 0
GFALLS SOUTHSIDE | SOUTHSIDE WEST BANK | 20000 |  |  |  |  | 0
SPOKANE BENCH | SPOKANE BENCH | 6250 |  |  |  |  | 0
SPRINGDALE PUMP | SPRINGDALE PUMP | 3750 |  |  |  |  | 0
ST. REGIS | ST. REGIS | 7000 |  |  |  |  | 0
STANFORD CITY | STANFORD CITY | 5000 |  |  |  |  | 0
STEVENSVILLE | STEVENSVILLE | 25000 |  |  |  |  | 0
STILLWATER | STILLWATER | 35000 |  |  |  |  | 0
STOCKETT | STOCKETT | 2500 |  |  |  |  | 0
STRAW | STRAW | 2000 |  |  |  |  | 0
SUMATRA | SUMATRA | 5000 |  |  |  |  | 0
SUPERIOR | SUPERIOR | 5000 |  |  |  |  | 0
TARGET RANGE | TARGET RANGE #7 - 1 | 20000 |  |  |  |  | 0
TARGET RANGE | TARGET RANGE #7 - 2 | 20000 |  |  |  |  | 0
THOMPSON FALLS | THOMPSON FALLS CITY | 20000 |  |  |  |  | 0
TODD | TODD | 7500 |  |  |  |  | 0
TOSTON | TOSTON | 6250 |  |  |  |  | 0
TOWNSEND | TOWNSEND | 20000 |  |  |  |  | 0
TUNIS | TUNIS SUB | 6250 |  |  |  |  | 0
TWIN BRIDGES | TWIN BRIDGES | 3000 |  |  |  |  | 0
TWO DOT | TWO DOT | 1000 |  |  |  |  | 0
ULM | ULM | 10000 |  |  |  |  | 0
UTICA PUMP | UTICA PUMP | 9375 |  |  |  |  | 0
VALIER | VALIER | 1500 |  |  |  |  | 0
VALIER - WILLIAMS | VALIER - WILLIAMS | 14000 |  |  |  |  | 0
VALIER-BULLHEAD | VALIER-BULLHEAD | 3000 |  |  |  |  | 0
VAUGHN | VAUGHN | 5000 |  |  |  |  | 0
VIRGINIA | VIRGINIA CITY | 2500 |  |  |  |  | 0
WAYNE PUMP | WAYNE PUMP | 9375 |  |  |  |  | 0
WHITEHALL | WHITEHALL | 5000 |  |  |  |  | 0
WILLOW CREEK | WILLOW CREEK | 2500 |  |  |  |  | 0
WINDHAM | WINDHAM | 1000 |  |  |  |  | 0
WOLF | WOLF CREEK | 4992 |  |  |  |  | 0
ZURICH | ZURICH | 1503 |  |  |  |  | 0
Change in Capacity Deficit? (Med); FALSE = yes
Substation | Transformer | Nameplate | Peak 2017 Loading | Winter Peak | Summer Peak | Peak Season | Planned Substation Upgrade |  | Growth | 2017 | 2018 | 2019 | 2020 | 2021 | 2022 | 2023 | 2024 | 2025 | 2026 | 2027 | 2028 | 2029 | 2030 | 2031 | 2032 | 2033 | 2034 | 2035 | 2036 | 2037 | 2038 | 2039 | 2040 | 2041 | 2042
ABSAROKEE | ABSAROKEE | 6250 |  |  |  |  | 0
ALBERTON | ALBERTON | 2500 |  |  |  |  | 1
AMSTERDAM | AMSTERDAM | 5500 |  |  |  |  | 1
ANACONDA CITY | ANACONDA CITY 3 | 10000 |  |  |  |  | 0
ANACONDA CITY | ANACONDA CITY 4 | 10000 |  |  |  |  | 0
AUGUSTA | AUGUSTA | 1500 |  |  |  |  | 0
BARBER | BARBER | 750 |  |  |  |  | 0
BASIN | BASIN | 750 |  |  |  |  | 0
BELGRADE | BELGRADE 1 | 20000 |  |  |  |  | 0
BELGRADE | BELGRADE 2 | 20000 |  |  |  |  | 0
BELT | BELT | 5000 |  |  |  |  | 0
BIG SANDY | BIG SANDY | 2500 |  |  |  |  | 0
LONE MOUNTAIN | BIG SKY LONE MOUNTAIN BANK 1 | 42000 |  |  |  |  | 0
LONE MOUNTAIN | BIG SKY LONE MOUNTAIN BANK 2 | 42000 |  |  |  |  | 0
BIG SKY MEADOW | BIG SKY MEADOW VILLAGE | 25000 |  |  |  |  | 0
BIG TIMBER | BIG TIMBER | 6250 |  |  |  |  | 0
BILLINGS 8TH ST. | BILLINGS 8TH ST. 1 | 42000 |  |  |  |  | 0
BILLINGS 8TH ST. | BILLINGS 8TH ST. 2 | 42000 |  |  |  |  | 0
BILLINGS 8TH ST. | BILLINGS 8TH ST. 3 | 42000 |  |  |  |  | 0
BILLINGS BELLROCK | BILLINGS BELLROCK 1 | 42000 |  |  |  |  | 0
BILLINGS BELLROCK | BILLINGS BELLROCK 2 | 42000 |  |  |  |  | 0
BILLINGS EASTSIDE | BILLINGS EASTSIDE 3 | 20000 |  |  |  |  | 0
BILLINGS EASTSIDE | BILLINGS EASTSIDE 4 | 20000 |  |  |  |  | 0
BILLINGS EASTSIDE | BILLINGS EASTSIDE 5 | 20000 |  |  |  |  | 0
BILLINGS KING AVE | BILLINGS KING AVE. 1 | 20000 |  |  |  |  | 0
BILLINGS KING AVE | BILLINGS KING AVE. 2 | 20000 |  |  |  |  | 0
BILLINGS MERIDIAN | BILLINGS MERIDIAN BANK 1 | 20000 |  |  |  |  | 0
BILLINGS MERIDIAN | BILLINGS MERIDIAN BANK 2 | 20000 |  |  |  |  | 0
BILLINGS RIMROCK | BILLINGS RIMROCK | 20000 |  |  |  |  | 0
BILLINGS STEAMPLANT | BILLINGS STEAMPLANT SWYD A | 20000 |  |  |  |  | 0
BILLINGS STEAMPLANT | BILLINGS STEAMPLANT SWYD B | 20000 |  |  |  |  | 0
BILLINGS WICKS LANE | BILLINGS WICKS LANE 1 | 25000 |  |  |  |  | 0
BILLINGS WICKS LANE | BILLINGS WICKS LANE 2 | 25000 |  |  |  |  | 0
BONNER | BONNER FDR 61 & 62 | 20000 |  |  |  |  | 0
BOULDER | BOULDER | 5000 |  |  |  |  | 0
BOX ELDER | BOX ELDER | 1000 |  |  |  |  | 0
BOZEMAN EAST | BOZEMAN EAST GALLATIN 3 | 10000 |  |  |  |  | 0
BOZEMAN EAST | BOZEMAN EAST GALLATIN 4 | 20000 |  |  |  |  | 0
BOZEMAN SOURDOUGH | BOZEMAN SOURDOUGH #1 | 20000 |  |  |  |  | 1
BOZEMAN SOUTHSIDE | BOZEMAN SOUTHSIDE 5 | 20000 |  |  |  |  | 0
BOZEMAN SOUTHSIDE | BOZEMAN SOUTHSIDE 6 | 20000 |  |  |  |  | 0
BOZEMAN WESTSIDE | BOZEMAN WESTSIDE BK1 | 20000 |  |  |  |  | 0
BOZEMAN WESTSIDE | BOZEMAN WESTSIDE BK2 | 42000 |  |  |  |  | 0
BRADY | BRADY | 1000 |  |  |  |  | 0
BRIDGER | BRIDGER | 12500 |  |  |  |  | 0
BROADVIEW CITY | BROADVIEW CITY | 2000 |  |  |  |  | 0
BUTLER CREEK | BUTLER CREEK | 20000 |  |  |  |  | 0
BUTTE CORA | BUTTE CORA | 20000 |  |  |  |  | 0
BUTTE INDUSTRIAL PARK | BUTTE INDUSTRIAL PARK | 10000 |  |  |  |  | 0
BUTTE MONTANA ST | BUTTE MONTANA ST. SWITCHYARD 1 | 6240 |  |  |  |  | 1
BUTTE MONTANA ST | BUTTE MONTANA ST. SWITCHYARD 2 | 6240 |  |  |  |  | 1
BUTTE MONTANA ST | BUTTE MONTANA ST. SWITCHYARD 3 | 25000 |  |  |  |  | 0
BUTTE MONTANA ST | BUTTE MONTANA ST. SWITCHYARD 5 | 25000 |  |  |  |  | 0
CANYON CREEK | CANYON CREEK | 10000 |  |  |  |  | 0
CARTER | CARTER | 2500 |  |  |  |  | 0
CHARLOS HEIGHTS | CHARLOS HEIGHTS | 3750 |  |  |  |  | 0
CHESTER | CHESTER | 4995 |  |  |  |  | 0
CHINOOK | CHINOOK | 5000 |  |  |  |  | 0
CHOTEAU | CHOTEAU 1 | 2500 |  |  |  |  | 0
CHOTEAU | CHOTEAU 2 | 5000 |  |  |  |  | 0
CIRCLE BRIDGE | CIRCLE BRIDGE | 1500 |  |  |  |  | 0
CITY SUB #1 | CITY SUB #1 | 20000 |  |  |  |  | 0
CITY SUB #1 | CITY SUB #1 BNK 4 | 20000 |  |  |  |  | 0
CLANCY | CLANCY | 6220 |  |  |  |  | 0
COBBLESTONE | COBBLESTONE | 5000 |  |  |  |  | 0
COLLINS | COLLINS | 2500 |  |  |  |  | 0
COLSTRIP SWITCHYARD | COLSTRIP SWITCHYARD (TOWN) 1 | 20000 |  |  |  |  | 0
COLSTRIP SWITCHYARD | COLSTRIP SWITCHYARD (TOWN) 2 | 20000 |  |  |  |  | 0
CONRAD CITY | CONRAD CITY BNK 1 | 3750 |  |  |  |  | 0
CONRAD CITY | CONRAD CITY BNK 2 | 6250 |  |  |  |  | 0
CONRAD | CONRAD PUMP | 9375 |  |  |  |  | 0
CORVALLIS | CORVALLIS | 5000 |  |  |  |  | 0
CRAIG | CRAIG | 4992 |  |  |  |  | 0
DARBY | DARBY 1 | 6250 |  |  |  |  | 0
DARBY | DARBY 2 | 6250 |  |  |  |  | 0
DEER LODGE CITY | DEER LODGE CITY | 6000 |  |  |  |  | 1
DEER LODGE CITY | DEER LODGE CITY 25KV | 20000 |  |  |  |  | 0
DENTON | DENTON | 2500 |  |  |  |  | 0
DIAMOND | DIAMOND MATCH | 2500 |  |  |  |  | 0
DILLON | DILLON AIRPORT | 2500 |  |  |  |  | 0
DIVIDE | DIVIDE | 4992 |  |  |  |  | 0
DODSON | DODSON | 1002 |  |  |  |  | 0
DOWNER | DOWNER | 2500 |  |  |  |  | 0
DRUMMOND | DRUMMOND CITY | 6250 |  |  |  |  | 0
EAST BENCH | EAST BENCH | 2500 |  |  |  |  | 0
EAST HELENA SWYD | EAST HELENA SWYD 1 | 25000 |  |  |  |  | 1
EAST HELENA SWYD | EAST HELENA SWYD 4 | 40000 |  |  |  |  | 1
ENNIS | ENNIS | 10000 |  |  |  |  | 0
EUSTIS | EUSTIS | 3000 |  |  |  |  | 0
FAIRFIELD | FAIRFIELD | 3000 |  |  |  |  | 0
FAIRMONT | FAIRMONT | 5000 |  |  |  |  | 0
FLORENCE | FLORENCE | 2500 |  |  |  |  | 0
FORT BELKNAP | FORT BELKNAP | 2496 |  |  |  |  | 0
FORT BENTON | FORT BENTON BNK 1 | 5000 |  |  |  |  | 0
FORT BENTON | FORT BENTON BNK 2 | 6250 |  |  |  |  | 0
FROMBERG | FROMBERG | 2500 |  |  |  |  | 0
GAGE | GAGE | 2333 |  |  |  |  | 0
GARDINER | GARDINER | 5000 |  |  |  |  | 0
GERALDINE | GERALDINE | 1998 |  |  |  |  | 0
GILDFORD | GILDFORD | 500 |  |  |  |  | 0
GLASGOW | GLASGOW EASTSIDE | 6250 |  |  |  |  | 0
GLASGOW WESTSIDE | GLASGOW WESTSIDE #1 | 6250 |  |  |  |  | 0
GLASGOW WESTSIDE | GLASGOW WESTSIDE #2 | 6250 |  |  |  |  | 0
GREAT FALLS CITY | GREAT FALLS CITY (NORTH BANK) | 20000 |  |  |  |  | 0
GREAT FALLS CITY | GREAT FALLS CITY (SOUTH BANK) | 40000 |  |  |  |  | 0
GREAT FALLS EASTSIDE | GREAT FALLS EASTSIDE 1 | 25000 |  |  |  |  | 0
GREAT FALLS EASTSIDE | GREAT FALLS EASTSIDE 2 | 12500 |  |  |  |  | 0
GREAT FALLS NORTHEAST | GREAT FALLS NORTHEAST | 20000 |  |  |  |  | 0
GREAT FALLS NORTHWEST | GREAT FALLS NORTHWEST (EAST BANK) | 20000 |  |  |  |  | 0
GREAT FALLS NORTHWEST | GREAT FALLS NORTHWEST (WEST BANK) | 20000 |  |  |  |  | 0
GREAT FALLS RIVERVIEW | GREAT FALLS RIVERVIEW #1 | 20000 |  |  |  |  | 0
GREAT FALLS RIVERVIEW | GREAT FALLS RIVERVIEW #2 | 25000 |  |  |  |  | 0
GREAT FALLS SOUTHEAST | GREAT FALLS SOUTHEAST | 42000 |  |  |  |  | 0
GREAT FALLS SOUTHWEST | GREAT FALLS SOUTHWEST | 20000 |  |  |  |  | 0
GREY | GREY CLIFF | 1800 |  |  |  |  | 0
GRIZZLY | GRIZZLY PEAK | 5000 |  |  |  |  | 0
HAMILTON SOUTHSIDE | HAMILTON SOUTHSIDE 1 | 20000 |  |  |  |  | 0
HAMILTON SOUTHSIDE | HAMILTON SOUTHSIDE 2 | 20000 |  |  |  |  | 0
HARDIN | HARDIN CITY | 20000 |  |  |  |  | 0
HARLEM | HARLEM | 5600 |  |  |  |  | 0
HARLOWTON | HARLOWTON | 2500 |  |  |  |  | 0
HARRISON | HARRISON - PONY | 2496 |  |  |  |  | 0
HAUGAN | HAUGAN | 1500 |  |  |  |  | 0
HAUSER | HAUSER DIST | 4998 |  |  |  |  | 0
HAVRE CITY | HAVRE CITY | 9375 |  |  |  |  | 0
HAVRE CITY | HAVRE CITY EAST BANK 1 | 6250 |  |  |  |  | 0
HAVRE CITY | HAVRE CITY WEST BANK 3 | 6250 |  |  |  |  | 0
HAVRE EASTSIDE | HAVRE EASTSIDE | 12500 |  |  |  |  | 0
HAVRE HIGHLAND | HAVRE HIGHLAND PARK | 10500 |  |  |  |  | 0
HELENA EASTSIDE | HELENA EASTSIDE 1 | 20000 |  |  |  |  | 0
HELENA GOLF COURSE | HELENA GOLF COURSE 1 | 20000 |  |  |  |  | 0
HELENA GOLF COURSE | HELENA GOLF COURSE 2 | 42000 |  |  |  |  | 0
HELENA SOUTHSIDE | HELENA SOUTHSIDE 1 | 20000 |  |  |  |  | 0
HELENA SOUTHSIDE | HELENA SOUTHSIDE 2 | 20000 |  |  |  |  | 0
HELENA VALLEY | HELENA VALLEY 1 | 25000 |  |  |  |  | 0
HELENA VALLEY | HELENA VALLEY 2 | 20000 |  |  |  |  | 0
HELENA WESTSIDE | HELENA WESTSIDE 1 | 6240 |  |  |  |  | 0
HELENA WESTSIDE | HELENA WESTSIDE 2 | 25000 |  |  |  |  | 0
HELENA WESTSIDE | HELENA WESTSIDE 3 | 12500 |  |  |  |  | 0
HILLVIEW | HILLVIEW HEIGHTS #5 | 20000 |  |  |  |  | 0
HINGHAM | HINGHAM | 1000 |  |  |  |  | 0
HINSDALE | HINSDALE | 600 |  |  |  |  | 1
INDUSTRIAL SUB #3 | INDUSTRIAL SUB #3 - BANK 1 | 20000 |  |  |  |  | 0
INDUSTRIAL SUB #3 | INDUSTRIAL SUB #3 - BANK 2 | 20000 |  |  |  |  | 0
INDUSTRIAL SUB #3 | INDUSTRIAL SUB #3 - BANK 3 | 20000 |  |  |  |  | 0
INVERNESS | INVERNESS | 1500 |  |  |  |  | 0
IVANHOE | IVANHOE | 1800 |  |  |  |  | 0
JACKRABBIT | JACK RABBIT 3 | 22400 |  |  |  |  | 1
JIM | JIM COULEE | 5000 |  |  |  |  | 0
JOPLIN | JOPLIN | 750 |  |  |  |  | 0
KINGSHILL | KINGSHILL | 600 |  |  |  |  | 0
KREMLIN | KREMLIN | 600 |  |  |  |  | 0
LADUKE | LADUKE | 2500 |  |  |  |  | 0
LANDERS | LANDERS FORK | 12504 |  |  |  |  | 0
LAURIN | LAURIN | 5000 |  |  |  |  | 0
LAVINA | LAVINA | 5000 |  |  |  |  | 0
LAVINA | LAVINA PUMP | 9375 |  |  |  |  | 0
LEWISTOWN #1 | LEWISTOWN #1 | 5000 |  |  |  |  | 0
LEWISTOWN BOULEVARD | LEWISTOWN BOULEVARD 1 | 7500 |  |  |  |  | 0
LEWISTOWN BOULEVARD | LEWISTOWN BOULEVARD 2 | 5000 |  |  |  |  | 0
LIVINGSTON NORTHSIDE | LIVINGSTON NORTHSIDE | 5000 |  |  |  |  | 1
LIVINGSTON WESTSIDE | LIVINGSTON WESTSIDE 1 | 12000 |  |  |  |  | 0
LIVINGSTON WESTSIDE | LIVINGSTON WESTSIDE BNK 2 | 12500 |  |  |  |  | 0
LOHMAN | LOHMAN | 2498.4 |  |  |  |  | 0
LOLO | LOLO | 20000 |  |  |  |  | 0
LOMA | LOMA | 2500 |  |  |  |  | 0
LOWETH | LOWETH | 6240 |  |  |  |  | 0
MADISON | MADISON VALLEY | 2500 |  |  |  |  | 0
MALTA CITY | MALTA CITY BANK 1 | 5000 |  |  |  |  | 0
MALTA EAST | MALTA EAST RURAL | 750 |  |  |  |  | 0
MANHATTAN | MANHATTAN | 12500 |  |  |  |  | 0
MARTINSDALE | MARTINSDALE | 3000 |  |  |  |  | 0
MELSTONE | MELSTONE | 3000 |  |  |  |  | 0
MELVILLE | MELVILLE | 2500 |  |  |  |  | 0
MISSION | MISSION | 5616 |  |  |  |  | 0
MOCCASIN | MOCCASIN | 1800 |  |  |  |  | 0
MONARCH | MONARCH | 2502 |  |  |  |  | 0
MONTANA PHOSPHATE | MONTANA PHOSPHATE | 6250 |  |  |  |  | 0
MOORE | MOORE | 2000 |  |  |  |  | 0
MORONY | MORONY RURAL | 1000 |  |  |  |  | 0
MUIR | MUIR | 3750 |  |  |  |  | 0
MUSSELSHELL | MUSSELSHELL | 7500 |  |  |  |  | 0
NASHUA | NASHUA | 1000 |  |  |  |  | 0
NEWMONT | NEWMONT | 3000 |  |  |  |  | 0
NIHILL | NIHILL | 1000 |  |  |  |  | 0
PARK CITY | PARK CITY | 2000 |  |  |  |  | 0
PATTERSON | PATTERSON | 12500 |  |  |  |  | 0
PHILIPSBURG SOUTH | PHILIPSBURG SOUTH | 14000 |  |  |  |  | 0
PLAINS | PLAINS | 28000 |  |  |  |  | 0
PORTAGE | PORTAGE | 1000 |  |  |  |  | 0
POWER | POWER | 2000 |  |  |  |  | 0
RAILWELDER | RAILWELDER | 5000 |  |  |  |  | 0
RED LODGE NORTHSIDE | RED LODGE NORTHSIDE | 12500 |  |  |  |  | 0
RENOVA | RENOVA | 3125 |  |  |  |  | 0
RESERVE ST | RESERVE ST BANK 2 | 25000 |  |  |  |  | 0
RIVERSIDE | RIVERSIDE | 12500 |  |  |  |  | 0
ROCKVALE | ROCKVALE | 3125 |  |  |  |  | 0
ROUNDUP | ROUNDUP BANK 2 | 5000 |  |  |  |  | 0
ROUNDUP | ROUNDUP BANK 4 | 3750 |  |  |  |  | 0
RUDYARD | RUDYARD | 1500 |  |  |  |  | 0
RUSSELL STREET | RUSSELL STREET #2 BANK 1 | 20000 |  |  |  |  | 0
RUSSELL STREET | RUSSELL STREET #2 BANK 2 | 20000 |  |  |  |  | 0
RUSSELL STREET | RUSSELL STREET #2 BANK 3 | 20000 |  |  |  |  | 0
RYEGATE | RYEGATE | 1000 |  |  |  |  | 0
SACO | SACO | 999 |  |  |  |  | 0
SHERIDAN CITY | SHERIDAN CITY | 5000 |  |  |  |  | 0
SHILOH | SHILOH | 50000 |  |  |  |  | 0
GFALLS SOUTHSIDE | SOUTHSIDE EAST BANK | 20000 |  |  |  |  | 0
GFALLS SOUTHSIDE | SOUTHSIDE WEST BANK | 20000 |  |  |  |  | 0
SPOKANE BENCH | SPOKANE BENCH | 6250 |  |  |  |  | 0
SPRINGDALE PUMP | SPRINGDALE PUMP | 3750 |  |  |  |  | 0
ST. REGIS | ST. REGIS | 7000 |  |  |  |  | 0
STANFORD CITY | STANFORD CITY | 5000 |  |  |  |  | 0
STEVENSVILLE | STEVENSVILLE | 25000 |  |  |  |  | 0
STILLWATER | STILLWATER | 35000 |  |  |  |  | 0
STOCKETT | STOCKETT | 2500 |  |  |  |  | 0
STRAW | STRAW | 2000 |  |  |  |  | 0
SUMATRA | SUMATRA | 5000 |  |  |  |  | 0
SUPERIOR | SUPERIOR | 5000 |  |  |  |  | 0
TARGET RANGE | TARGET RANGE #7 - 1 | 20000 |  |  |  |  | 0
TARGET RANGE | TARGET RANGE #7 - 2 | 20000 |  |  |  |  | 0
THOMPSON FALLS | THOMPSON FALLS CITY | 20000 |  |  |  |  | 0
TODD | TODD | 7500 |  |  |  |  | 0
TOSTON | TOSTON | 6250 |  |  |  |  | 0
TOWNSEND | TOWNSEND | 20000 |  |  |  |  | 0
TUNIS | TUNIS SUB | 6250 |  |  |  |  | 0
TWIN BRIDGES | TWIN BRIDGES | 3000 |  |  |  |  | 0
TWO DOT | TWO DOT | 1000 |  |  |  |  | 0
ULM | ULM | 10000 |  |  |  |  | 0
UTICA PUMP | UTICA PUMP | 9375 |  |  |  |  | 0
VALIER | VALIER | 1500 |  |  |  |  | 0
VALIER - WILLIAMS | VALIER - WILLIAMS | 14000 |  |  |  |  | 0
VALIER-BULLHEAD | VALIER-BULLHEAD | 3000 |  |  |  |  | 0
VAUGHN | VAUGHN | 5000 |  |  |  |  | 0
VIRGINIA | VIRGINIA CITY | 2500 |  |  |  |  | 0
WAYNE PUMP | WAYNE PUMP | 9375 |  |  |  |  | 0
WHITEHALL | WHITEHALL | 5000 |  |  |  |  | 0
WILLOW CREEK | WILLOW CREEK | 2500 |  |  |  |  | 0
WINDHAM | WINDHAM | 1000 |  |  |  |  | 0
WOLF | WOLF CREEK | 4992 |  |  |  |  | 0
ZURICH | ZURICH | 1503 |  |  |  |  | 0
Deferral Value (nominal $) - Medium Forecast
Substation | Transformer | Nameplate | Cost of Upgrade |  |  |  |  | Years | # | 2017 | 2018 | 2019 | 2020 | 2021 | 2022 | 2023 | 2024 | 2025 | 2026 | 2027 | 2028 | 2029 | 2030 | 2031 | 2032 | 2033 | 2034 | 2035 | 2036 | 2037 | 2038 | 2039 | 2040 | 2041 | 2042
ABSAROKEE | ABSAROKEE | 6250 | 8000000 |  |  |  |  | 22 | 1 | 0 | 0 | 0 | 0 | 1298918.592 | 1324896.9638 | 1351394.9031 | 1378422.8012 | 1405991.2572 | 1434111.0823 | 1462793.304 | 1492049.1701 | 1521890.1535 | 1552327.9565 | 1583374.5157 | 1615042.006 | 1647342.8461 | 1680289.703 | 1713895.4971 | 1748173.407 | 1783136.8752 | 1818799.6127 | 1855175.6049 | 1892279.117 | 1930124.6994 | 1968727.1934
ALBERTON | ALBERTON | 2500 | 1750000 |  |  |  |  | 22 | 1 | 0 | 0 | 0 | 0 | 284138.442 | 289821.2108 | 295617.6351 | 301529.9878 | 307560.5875 | 313711.7993 | 319986.0352 | 326385.756 | 332913.4711 | 339571.7405 | 346363.1753 | 353290.4388 | 360356.2476 | 367563.3725 | 374914.64 | 382412.9328 | 390061.1914 | 397862.4153 | 405819.6636 | 413936.0569 | 422214.778 | 430659.0735
AMSTERDAM | AMSTERDAM | 5500 | 8000000 |  |  |  |  | 22 | 1 | 0 | 0 | 0 | 0 | 1298918.592 | 1324896.9638 | 1351394.9031 | 1378422.8012 | 1405991.2572 | 1434111.0823 | 1462793.304 | 1492049.1701 | 1521890.1535 | 1552327.9565 | 1583374.5157 | 1615042.006 | 1647342.8461 | 1680289.703 | 1713895.4971 | 1748173.407 | 1783136.8752 | 1818799.6127 | 1855175.6049 | 1892279.117 | 1930124.6994 | 1968727.1934
ANACONDA CITY | ANACONDA CITY 3 | 10000 | 8000000 |  |  |  |  | 22 | 1 | 0 | 0 | 0 | 0 | 1298918.592 | 1324896.9638 | 1351394.9031 | 1378422.8012 | 1405991.2572 | 1434111.0823 | 1462793.304 | 1492049.1701 | 1521890.1535 | 1552327.9565 | 1583374.5157 | 1615042.006 | 1647342.8461 | 1680289.703 | 1713895.4971 | 1748173.407 | 1783136.8752 | 1818799.6127 | 1855175.6049 | 1892279.117 | 1930124.6994 | 1968727.1934
ANACONDA CITY | ANACONDA CITY 4 | 10000 | 8000000 |  |  |  |  | 22 | 1 | 0 | 0 | 0 | 0 | 1298918.592 | 1324896.9638 | 1351394.9031 | 1378422.8012 | 1405991.2572 | 1434111.0823 | 1462793.304 | 1492049.1701 | 1521890.1535 | 1552327.9565 | 1583374.5157 | 1615042.006 | 1647342.8461 | 1680289.703 | 1713895.4971 | 1748173.407 | 1783136.8752 | 1818799.6127 | 1855175.6049 | 1892279.117 | 1930124.6994 | 1968727.1934
AUGUSTA | AUGUSTA | 1500 | 1750000 |  |  |  |  | 22 | 1 | 0 | 0 | 0 | 0 | 284138.442 | 289821.2108 | 295617.6351 | 301529.9878 | 307560.5875 | 313711.7993 | 319986.0352 | 326385.756 | 332913.4711 | 339571.7405 | 346363.1753 | 353290.4388 | 360356.2476 | 367563.3725 | 374914.64 | 382412.9328 | 390061.1914 | 397862.4153 | 405819.6636 | 413936.0569 | 422214.778 | 430659.0735
BARBER | BARBER | 750 | 500000 |  |  |  |  | 22 | 1 | 0 | 0 | 0 | 0 | 81182.412 | 82806.0602 | 84462.1814 | 86151.4251 | 87874.4536 | 89631.9426 | 91424.5815 | 93253.0731 | 95118.1346 | 97020.4973 | 98960.9072 | 100940.1254 | 102958.9279 | 105018.1064 | 107118.4686 | 109260.8379 | 111446.0547 | 113674.9758 | 115948.4753 | 118267.4448 | 120632.7937 | 123045.4496
BASIN | BASIN | 750 | 500000 |  |  |  |  | 22 | 1 | 0 | 0 | 0 | 0 | 81182.412 | 82806.0602 | 84462.1814 | 86151.4251 | 87874.4536 | 89631.9426 | 91424.5815 | 93253.0731 | 95118.1346 | 97020.4973 | 98960.9072 | 100940.1254 | 102958.9279 | 105018.1064 | 107118.4686 | 109260.8379 | 111446.0547 | 113674.9758 | 115948.4753 | 118267.4448 | 120632.7937 | 123045.4496
BELGRADE | BELGRADE 1 | 20000 | 8000000 |  |  |  |  | 22 | 1 | 0 | 0 | 0 | 0 | 1298918.592 | 1324896.9638 | 1351394.9031 | 1378422.8012 | 1405991.2572 | 1434111.0823 | 1462793.304 | 1492049.1701 | 1521890.1535 | 1552327.9565 | 1583374.5157 | 1615042.006 | 1647342.8461 | 1680289.703 | 1713895.4971 | 1748173.407 | 1783136.8752 | 1818799.6127 | 1855175.6049 | 1892279.117 | 1930124.6994 | 1968727.1934
BELGRADE | BELGRADE 2 | 20000 | 8000000 |  |  |  |  | 22 | 1 | 0 | 0 | 0 | 0 | 1298918.592 | 1324896.9638 | 1351394.9031 | 1378422.8012 | 1405991.2572 | 1434111.0823 | 1462793.304 | 1492049.1701 | 1521890.1535 | 1552327.9565 | 1583374.5157 | 1615042.006 | 1647342.8461 | 1680289.703 | 1713895.4971 | 1748173.407 | 1783136.8752 | 1818799.6127 | 1855175.6049 | 1892279.117 | 1930124.6994 | 1968727.1934
BELT | BELT | 5000 | 1750000 |  |  |  |  | 22 | 1 | 0 | 0 | 0 | 0 | 284138.442 | 289821.2108 | 295617.6351 | 301529.9878 | 307560.5875 | 313711.7993 | 319986.0352 | 326385.756 | 332913.4711 | 339571.7405 | 346363.1753 | 353290.4388 | 360356.2476 | 367563.3725 | 374914.64 | 382412.9328 | 390061.1914 | 397862.4153 | 405819.6636 | 413936.0569 | 422214.778 | 430659.0735
BIG SANDY | BIG SANDY | 2500 | 1750000 |  |  |  |  | 22 | 1 | 0 | 0 | 0 | 0 | 284138.442 | 289821.2108 | 295617.6351 | 301529.9878 | 307560.5875 | 313711.7993 | 319986.0352 | 326385.756 | 332913.4711 | 339571.7405 | 346363.1753 | 353290.4388 | 360356.2476 | 367563.3725 | 374914.64 | 382412.9328 | 390061.1914 | 397862.4153 | 405819.6636 | 413936.0569 | 422214.778 | 430659.0735
LONE MOUNTAIN | BIG SKY LONE MOUNTAIN BANK 1 | 42000 | 20000000 |  |  |  |  | 22 | 1 | 0 | 0 | 0 | 0 | 3247296.48 | 3312242.4096 | 3378487.2578 | 3446057.0029 | 3514978.143 | 3585277.7059 | 3656983.26 | 3730122.9252 | 3804725.3837 | 3880819.8914 | 3958436.2892 | 4037605.015 | 4118357.1153 | 4200724.2576 | 4284738.7427 | 4370433.5176 | 4457842.1879 | 4546999.0317 | 4637939.0123 | 4730697.7926 | 4825311.7484 | 4921817.9834
LONE MOUNTAIN | BIG SKY LONE MOUNTAIN BANK 2 | 42000 | 20000000 |  |  |  |  | 22 | 1 | 0 | 0 | 0 | 0 | 3247296.48 | 3312242.4096 | 3378487.2578 | 3446057.0029 | 3514978.143 | 3585277.7059 | 3656983.26 | 3730122.9252 | 3804725.3837 | 3880819.8914 | 3958436.2892 | 4037605.015 | 4118357.1153 | 4200724.2576 | 4284738.7427 | 4370433.5176 | 4457842.1879 | 4546999.0317 | 4637939.0123 | 4730697.7926 | 4825311.7484 | 4921817.9834
BIG SKY MEADOW | BIG SKY MEADOW VILLAGE | 25000 | 20000000 |  |  |  |  | 22 | 1 | 0 | 0 | 0 | 0 | 3247296.48 | 3312242.4096 | 3378487.2578 | 3446057.0029 | 3514978.143 | 3585277.7059 | 3656983.26 | 3730122.9252 | 3804725.3837 | 3880819.8914 | 3958436.2892 | 4037605.015 | 4118357.1153 | 4200724.2576 | 4284738.7427 | 4370433.5176 | 4457842.1879 | 4546999.0317 | 4637939.0123 | 4730697.7926 | 4825311.7484 | 4921817.9834
BIG TIMBER | BIG TIMBER | 6250 | 8000000 |  |  |  |  | 22 | 1 | 0 | 0 | 0 | 0 | 1298918.592 | 1324896.9638 | 1351394.9031 | 1378422.8012 | 1405991.2572 | 1434111.0823 | 1462793.304 | 1492049.1701 | 1521890.1535 | 1552327.9565 | 1583374.5157 | 1615042.006 | 1647342.8461 | 1680289.703 | 1713895.4971 | 1748173.407 | 1783136.8752 | 1818799.6127 | 1855175.6049 | 1892279.117 | 1930124.6994 | 1968727.1934
BILLINGS 8TH ST. | BILLINGS 8TH ST. 1 | 42000 | 20000000 |  |  |  |  | 22 | 1 | 0 | 0 | 0 | 0 | 3247296.48 | 3312242.4096 | 3378487.2578 | 3446057.0029 | 3514978.143 | 3585277.7059 | 3656983.26 | 3730122.9252 | 3804725.3837 | 3880819.8914 | 3958436.2892 | 4037605.015 | 4118357.1153 | 4200724.2576 | 4284738.7427 | 4370433.5176 | 4457842.1879 | 4546999.0317 | 4637939.0123 | 4730697.7926 | 4825311.7484 | 4921817.9834
BILLINGS 8TH ST. | BILLINGS 8TH ST. 2 | 42000 | 20000000 |  |  |  |  | 22 | 1 | 0 | 0 | 0 | 0 | 3247296.48 | 3312242.4096 | 3378487.2578 | 3446057.0029 | 3514978.143 | 3585277.7059 | 3656983.26 | 3730122.9252 | 3804725.3837 | 3880819.8914 | 3958436.2892 | 4037605.015 | 4118357.1153 | 4200724.2576 | 4284738.7427 | 4370433.5176 | 4457842.1879 | 4546999.0317 | 4637939.0123 | 4730697.7926 | 4825311.7484 | 4921817.9834
BILLINGS 8TH ST. | BILLINGS 8TH ST. 3 | 42000 | 20000000 |  |  |  |  | 22 | 1 | 0 | 0 | 0 | 0 | 3247296.48 | 3312242.4096 | 3378487.2578 | 3446057.0029 | 3514978.143 | 3585277.7059 | 3656983.26 | 3730122.9252 | 3804725.3837 | 3880819.8914 | 3958436.2892 | 4037605.015 | 4118357.1153 | 4200724.2576 | 4284738.7427 | 4370433.5176 | 4457842.1879 | 4546999.0317 | 4637939.0123 | 4730697.7926 | 4825311.7484 | 4921817.9834
BILLINGS BELLROCK | BILLINGS BELLROCK 1 | 42000 | 20000000 |  |  |  |  | 22 | 1 | 0 | 0 | 0 | 0 | 3247296.48 | 3312242.4096 | 3378487.2578 | 3446057.0029 | 3514978.143 | 3585277.7059 | 3656983.26 | 3730122.9252 | 3804725.3837 | 3880819.8914 | 3958436.2892 | 4037605.015 | 4118357.1153 | 4200724.2576 | 4284738.7427 | 4370433.5176 | 4457842.1879 | 4546999.0317 | 4637939.0123 | 4730697.7926 | 4825311.7484 | 4921817.9834
BILLINGS BELLROCK | BILLINGS BELLROCK 2 | 42000 | 20000000 |  |  |  |  | 22 | 1 | 0 | 0 | 0 | 0 | 3247296.48 | 3312242.4096 | 3378487.2578 | 3446057.0029 | 3514978.143 | 3585277.7059 | 3656983.26 | 3730122.9252 | 3804725.3837 | 3880819.8914 | 3958436.2892 | 4037605.015 | 4118357.1153 | 4200724.2576 | 4284738.7427 | 4370433.5176 | 4457842.1879 | 4546999.0317 | 4637939.0123 | 4730697.7926 | 4825311.7484 | 4921817.9834
BILLINGS EASTSIDE | BILLINGS EASTSIDE 3 | 20000 | 8000000 |  |  |  |  | 22 | 1 | 0 | 0 | 0 | 0 | 1298918.592 | 1324896.9638 | 1351394.9031 | 1378422.8012 | 1405991.2572 | 1434111.0823 | 1462793.304 | 1492049.1701 | 1521890.1535 | 1552327.9565 | 1583374.5157 | 1615042.006 | 1647342.8461 | 1680289.703 | 1713895.4971 | 1748173.407 | 1783136.8752 | 1818799.6127 | 1855175.6049 | 1892279.117 | 1930124.6994 | 1968727.1934
BILLINGS EASTSIDE | BILLINGS EASTSIDE 4 | 20000 | 8000000 |  |  |  |  | 22 | 1 | 0 | 0 | 0 | 0 | 1298918.592 | 1324896.9638 | 1351394.9031 | 1378422.8012 | 1405991.2572 | 1434111.0823 | 1462793.304 | 1492049.1701 | 1521890.1535 | 1552327.9565 | 1583374.5157 | 1615042.006 | 1647342.8461 | 1680289.703 | 1713895.4971 | 1748173.407 | 1783136.8752 | 1818799.6127 | 1855175.6049 | 1892279.117 | 1930124.6994 | 1968727.1934
BILLINGS EASTSIDE | BILLINGS EASTSIDE 5 | 20000 | 8000000 |  |  |  |  | 22 | 1 | 0 | 0 | 0 | 0 | 1298918.592 | 1324896.9638 | 1351394.9031 | 1378422.8012 | 1405991.2572 | 1434111.0823 | 1462793.304 | 1492049.1701 | 1521890.1535 | 1552327.9565 | 1583374.5157 | 1615042.006 | 1647342.8461 | 1680289.703 | 1713895.4971 | 1748173.407 | 1783136.8752 | 1818799.6127 | 1855175.6049 | 1892279.117 | 1930124.6994 | 1968727.1934
BILLINGS KING AVE | BILLINGS KING AVE. 1 | 20000 | 8000000 |  |  |  |  | 22 | 1 | 0 | 0 | 0 | 0 | 1298918.592 | 1324896.9638 | 1351394.9031 | 1378422.8012 | 1405991.2572 | 1434111.0823 | 1462793.304 | 1492049.1701 | 1521890.1535 | 1552327.9565 | 1583374.5157 | 1615042.006 | 1647342.8461 | 1680289.703 | 1713895.4971 | 1748173.407 | 1783136.8752 | 1818799.6127 | 1855175.6049 | 1892279.117 | 1930124.6994 | 1968727.1934
BILLINGS KING AVE | BILLINGS KING AVE. 2 | 20000 | 8000000 |  |  |  |  | 22 | 1 | 0 | 0 | 0 | 0 | 1298918.592 | 1324896.9638 | 1351394.9031 | 1378422.8012 | 1405991.2572 | 1434111.0823 | 1462793.304 | 1492049.1701 | 1521890.1535 | 1552327.9565 | 1583374.5157 | 1615042.006 | 1647342.8461 | 1680289.703 | 1713895.4971 | 1748173.407 | 1783136.8752 | 1818799.6127 | 1855175.6049 | 1892279.117 | 1930124.6994 | 1968727.1934
BILLINGS MERIDIAN | BILLINGS MERIDIAN BANK 1 | 20000 | 8000000 |  |  |  |  | 22 | 1 | 0 | 0 | 0 | 0 | 1298918.592 | 1324896.9638 | 1351394.9031 | 1378422.8012 | 1405991.2572 | 1434111.0823 | 1462793.304 | 1492049.1701 | 1521890.1535 | 1552327.9565 | 1583374.5157 | 1615042.006 | 1647342.8461 | 1680289.703 | 1713895.4971 | 1748173.407 | 1783136.8752 | 1818799.6127 | 1855175.6049 | 1892279.117 | 1930124.6994 | 1968727.1934
BILLINGS MERIDIAN | BILLINGS MERIDIAN BANK 2 | 20000 | 8000000 |  |  |  |  | 22 | 1 | 0 | 0 | 0 | 0 | 1298918.592 | 1324896.9638 | 1351394.9031 | 1378422.8012 | 1405991.2572 | 1434111.0823 | 1462793.304 | 1492049.1701 | 1521890.1535 | 1552327.9565 | 1583374.5157 | 1615042.006 | 1647342.8461 | 1680289.703 | 1713895.4971 | 1748173.407 | 1783136.8752 | 1818799.6127 | 1855175.6049 | 1892279.117 | 1930124.6994 | 1968727.1934
BILLINGS RIMROCK | BILLINGS RIMROCK | 20000 | 8000000 |  |  |  |  | 22 | 1 | 0 | 0 | 0 | 0 | 1298918.592 | 1324896.9638 | 1351394.9031 | 1378422.8012 | 1405991.2572 | 1434111.0823 | 1462793.304 | 1492049.1701 | 1521890.1535 | 1552327.9565 | 1583374.5157 | 1615042.006 | 1647342.8461 | 1680289.703 | 1713895.4971 | 1748173.407 | 1783136.8752 | 1818799.6127 | 1855175.6049 | 1892279.117 | 1930124.6994 | 1968727.1934
BILLINGS STEAMPLANT | BILLINGS STEAMPLANT SWYD A | 20000 | 8000000 |  |  |  |  | 22 | 1 | 0 | 0 | 0 | 0 | 1298918.592 | 1324896.9638 | 1351394.9031 | 1378422.8012 | 1405991.2572 | 1434111.0823 | 1462793.304 | 1492049.1701 | 1521890.1535 | 1552327.9565 | 1583374.5157 | 1615042.006 | 1647342.8461 | 1680289.703 | 1713895.4971 | 1748173.407 | 1783136.8752 | 1818799.6127 | 1855175.6049 | 1892279.117 | 1930124.6994 | 1968727.1934
BILLINGS STEAMPLANT | BILLINGS STEAMPLANT SWYD B | 20000 | 8000000 |  |  |  |  | 22 | 1 | 0 | 0 | 0 | 0 | 1298918.592 | 1324896.9638 | 1351394.9031 | 1378422.8012 | 1405991.2572 | 1434111.0823 | 1462793.304 | 1492049.1701 | 1521890.1535 | 1552327.9565 | 1583374.5157 | 1615042.006 | 1647342.8461 | 1680289.703 | 1713895.4971 | 1748173.407 | 1783136.8752 | 1818799.6127 | 1855175.6049 | 1892279.117 | 1930124.6994 | 1968727.1934
BILLINGS WICKS LANE | BILLINGS WICKS LANE 1 | 25000 | 20000000 |  |  |  |  | 22 | 1 | 0 | 0 | 0 | 0 | 3247296.48 | 3312242.4096 | 3378487.2578 | 3446057.0029 | 3514978.143 | 3585277.7059 | 3656983.26 | 3730122.9252 | 3804725.3837 | 3880819.8914 | 3958436.2892 | 4037605.015 | 4118357.1153 | 4200724.2576 | 4284738.7427 | 4370433.5176 | 4457842.1879 | 4546999.0317 | 4637939.0123 | 4730697.7926 | 4825311.7484 | 4921817.9834
BILLINGS WICKS LANE | BILLINGS WICKS LANE 2 | 25000 | 20000000 |  |  |  |  | 22 | 1 | 0 | 0 | 0 | 0 | 3247296.48 | 3312242.4096 | 3378487.2578 | 3446057.0029 | 3514978.143 | 3585277.7059 | 3656983.26 | 3730122.9252 | 3804725.3837 | 3880819.8914 | 3958436.2892 | 4037605.015 | 4118357.1153 | 4200724.2576 | 4284738.7427 | 4370433.5176 | 4457842.1879 | 4546999.0317 | 4637939.0123 | 4730697.7926 | 4825311.7484 | 4921817.9834
BONNER | BONNER FDR 61 & 62 | 20000 | 8000000 |  |  |  |  | 22 | 1 | 0 | 0 | 0 | 0 | 1298918.592 | 1324896.9638 | 1351394.9031 | 1378422.8012 | 1405991.2572 | 1434111.0823 | 1462793.304 | 1492049.1701 | 1521890.1535 | 1552327.9565 | 1583374.5157 | 1615042.006 | 1647342.8461 | 1680289.703 | 1713895.4971 | 1748173.407 | 1783136.8752 | 1818799.6127 | 1855175.6049 | 1892279.117 | 1930124.6994 | 1968727.1934
BOULDER | BOULDER | 5000 | 1750000 |  |  |  |  | 22 | 1 | 0 | 0 | 0 | 0 | 284138.442 | 289821.2108 | 295617.6351 | 301529.9878 | 307560.5875 | 313711.7993 | 319986.0352 | 326385.756 | 332913.4711 | 339571.7405 | 346363.1753 | 353290.4388 | 360356.2476 | 367563.3725 | 374914.64 | 382412.9328 | 390061.1914 | 397862.4153 | 405819.6636 | 413936.0569 | 422214.778 | 430659.0735
BOX ELDER | BOX ELDER | 1000 | 500000 |  |  |  |  | 22 | 1 | 0 | 0 | 0 | 0 | 81182.412 | 82806.0602 | 84462.1814 | 86151.4251 | 87874.4536 | 89631.9426 | 91424.5815 | 93253.0731 | 95118.1346 | 97020.4973 | 98960.9072 | 100940.1254 | 102958.9279 | 105018.1064 | 107118.4686 | 109260.8379 | 111446.0547 | 113674.9758 | 115948.4753 | 118267.4448 | 120632.7937 | 123045.4496
BOZEMAN EAST | BOZEMAN EAST GALLATIN 3 | 10000 | 8000000 |  |  |  |  | 22 | 1 | 0 | 0 | 0 | 0 | 1298918.592 | 1324896.9638 | 1351394.9031 | 1378422.8012 | 1405991.2572 | 1434111.0823 | 1462793.304 | 1492049.1701 | 1521890.1535 | 1552327.9565 | 1583374.5157 | 1615042.006 | 1647342.8461 | 1680289.703 | 1713895.4971 | 1748173.407 | 1783136.8752 | 1818799.6127 | 1855175.6049 | 1892279.117 | 1930124.6994 | 1968727.1934
BOZEMAN EAST | BOZEMAN EAST GALLATIN 4 | 20000 | 8000000 |  |  |  |  | 22 | 1 | 0 | 0 | 0 | 0 | 1298918.592 | 1324896.9638 | 1351394.9031 | 1378422.8012 | 1405991.2572 | 1434111.0823 | 1462793.304 | 1492049.1701 | 1521890.1535 | 1552327.9565 | 1583374.5157 | 1615042.006 | 1647342.8461 | 1680289.703 | 1713895.4971 | 1748173.407 | 1783136.8752 | 1818799.6127 | 1855175.6049 | 1892279.117 | 1930124.6994 | 1968727.1934
BOZEMAN SOURDOUGH | BOZEMAN SOURDOUGH #1 | 20000 | 8000000 |  |  |  |  | 22 | 1 | 0 | 0 | 0 | 0 | 1298918.592 | 1324896.9638 | 1351394.9031 | 1378422.8012 | 1405991.2572 | 1434111.0823 | 1462793.304 | 1492049.1701 | 1521890.1535 | 1552327.9565 | 1583374.5157 | 1615042.006 | 1647342.8461 | 1680289.703 | 1713895.4971 | 1748173.407 | 1783136.8752 | 1818799.6127 | 1855175.6049 | 1892279.117 | 1930124.6994 | 1968727.1934
BOZEMAN SOUTHSIDE | BOZEMAN SOUTHSIDE 5 | 20000 | 8000000 |  |  |  |  | 22 | 1 | 0 | 0 | 0 | 0 | 1298918.592 | 1324896.9638 | 1351394.9031 | 1378422.8012 | 1405991.2572 | 1434111.0823 | 1462793.304 | 1492049.1701 | 1521890.1535 | 1552327.9565 | 1583374.5157 | 1615042.006 | 1647342.8461 | 1680289.703 | 1713895.4971 | 1748173.407 | 1783136.8752 | 1818799.6127 | 1855175.6049 | 1892279.117 | 1930124.6994 | 1968727.1934
BOZEMAN SOUTHSIDE | BOZEMAN SOUTHSIDE 6 | 20000 | 8000000 |  |  |  |  | 22 | 1 | 0 | 0 | 0 | 0 | 1298918.592 | 1324896.9638 | 1351394.9031 | 1378422.8012 | 1405991.2572 | 1434111.0823 | 1462793.304 | 1492049.1701 | 1521890.1535 | 1552327.9565 | 1583374.5157 | 1615042.006 | 1647342.8461 | 1680289.703 | 1713895.4971 | 1748173.407 | 1783136.8752 | 1818799.6127 | 1855175.6049 | 1892279.117 | 1930124.6994 | 1968727.1934
BOZEMAN WESTSIDE | BOZEMAN WESTSIDE BK1 | 20000 | 8000000 |  |  |  |  | 22 | 1 | 0 | 0 | 0 | 0 | 1298918.592 | 1324896.9638 | 1351394.9031 | 1378422.8012 | 1405991.2572 | 1434111.0823 | 1462793.304 | 1492049.1701 | 1521890.1535 | 1552327.9565 | 1583374.5157 | 1615042.006 | 1647342.8461 | 1680289.703 | 1713895.4971 | 1748173.407 | 1783136.8752 | 1818799.6127 | 1855175.6049 | 1892279.117 | 1930124.6994 | 1968727.1934
BOZEMAN WESTSIDE | BOZEMAN WESTSIDE BK2 | 42000 | 20000000 |  |  |  |  | 22 | 1 | 0 | 0 | 0 | 0 | 3247296.48 | 3312242.4096 | 3378487.2578 | 3446057.0029 | 3514978.143 | 3585277.7059 | 3656983.26 | 3730122.9252 | 3804725.3837 | 3880819.8914 | 3958436.2892 | 4037605.015 | 4118357.1153 | 4200724.2576 | 4284738.7427 | 4370433.5176 | 4457842.1879 | 4546999.0317 | 4637939.0123 | 4730697.7926 | 4825311.7484 | 4921817.9834
BRADY | BRADY | 1000 | 500000 |  |  |  |  | 22 | 1 | 0 | 0 | 0 | 0 | 81182.412 | 82806.0602 | 84462.1814 | 86151.4251 | 87874.4536 | 89631.9426 | 91424.5815 | 93253.0731 | 95118.1346 | 97020.4973 | 98960.9072 | 100940.1254 | 102958.9279 | 105018.1064 | 107118.4686 | 109260.8379 | 111446.0547 | 113674.9758 | 115948.4753 | 118267.4448 | 120632.7937 | 123045.4496
BRIDGER | BRIDGER | 12500 | 8000000 |  |  |  |  | 22 | 1 | 0 | 0 | 0 | 0 | 1298918.592 | 1324896.9638 | 1351394.9031 | 1378422.8012 | 1405991.2572 | 1434111.0823 | 1462793.304 | 1492049.1701 | 1521890.1535 | 1552327.9565 | 1583374.5157 | 1615042.006 | 1647342.8461 | 1680289.703 | 1713895.4971 | 1748173.407 | 1783136.8752 | 1818799.6127 | 1855175.6049 | 1892279.117 | 1930124.6994 | 1968727.1934
BROADVIEW CITY | BROADVIEW CITY | 2000 | 1750000 |  |  |  |  | 22 | 1 | 0 | 0 | 0 | 0 | 284138.442 | 289821.2108 | 295617.6351 | 301529.9878 | 307560.5875 | 313711.7993 | 319986.0352 | 326385.756 | 332913.4711 | 339571.7405 | 346363.1753 | 353290.4388 | 360356.2476 | 367563.3725 | 374914.64 | 382412.9328 | 390061.1914 | 397862.4153 | 405819.6636 | 413936.0569 | 422214.778 | 430659.0735
BUTLER CREEK | BUTLER CREEK | 20000 | 8000000 |  |  |  |  | 22 | 1 | 0 | 0 | 0 | 0 | 1298918.592 | 1324896.9638 | 1351394.9031 | 1378422.8012 | 1405991.2572 | 1434111.0823 | 1462793.304 | 1492049.1701 | 1521890.1535 | 1552327.9565 | 1583374.5157 | 1615042.006 | 1647342.8461 | 1680289.703 | 1713895.4971 | 1748173.407 | 1783136.8752 | 1818799.6127 | 1855175.6049 | 1892279.117 | 1930124.6994 | 1968727.1934
BUTTE CORA | BUTTE CORA | 20000 | 8000000 |  |  |  |  | 22 | 1 | 0 | 0 | 0 | 0 | 1298918.592 | 1324896.9638 | 1351394.9031 | 1378422.8012 | 1405991.2572 | 1434111.0823 | 1462793.304 | 1492049.1701 | 1521890.1535 | 1552327.9565 | 1583374.5157 | 1615042.006 | 1647342.8461 | 1680289.703 | 1713895.4971 | 1748173.407 | 1783136.8752 | 1818799.6127 | 1855175.6049 | 1892279.117 | 1930124.6994 | 1968727.1934
BUTTE INDUSTRIAL PARK | BUTTE INDUSTRIAL PARK | 10000 | 8000000 |  |  |  |  | 22 | 1 | 0 | 0 | 0 | 0 | 1298918.592 | 1324896.9638 | 1351394.9031 | 1378422.8012 | 1405991.2572 | 1434111.0823 | 1462793.304 | 1492049.1701 | 1521890.1535 | 1552327.9565 | 1583374.5157 | 1615042.006 | 1647342.8461 | 1680289.703 | 1713895.4971 | 1748173.407 | 1783136.8752 | 1818799.6127 | 1855175.6049 | 1892279.117 | 1930124.6994 | 1968727.1934
BUTTE MONTANA ST | BUTTE MONTANA ST. SWITCHYARD 1 | 6240 | 8000000 |  |  |  |  | 22 | 1 | 0 | 0 | 0 | 0 | 1298918.592 | 1324896.9638 | 1351394.9031 | 1378422.8012 | 1405991.2572 | 1434111.0823 | 1462793.304 | 1492049.1701 | 1521890.1535 | 1552327.9565 | 1583374.5157 | 1615042.006 | 1647342.8461 | 1680289.703 | 1713895.4971 | 1748173.407 | 1783136.8752 | 1818799.6127 | 1855175.6049 | 1892279.117 | 1930124.6994 | 1968727.1934
BUTTE MONTANA ST | BUTTE MONTANA ST. SWITCHYARD 2 | 6240 | 8000000 |  |  |  |  | 22 | 1 | 0 | 0 | 0 | 0 | 1298918.592 | 1324896.9638 | 1351394.9031 | 1378422.8012 | 1405991.2572 | 1434111.0823 | 1462793.304 | 1492049.1701 | 1521890.1535 | 1552327.9565 | 1583374.5157 | 1615042.006 | 1647342.8461 | 1680289.703 | 1713895.4971 | 1748173.407 | 1783136.8752 | 1818799.6127 | 1855175.6049 | 1892279.117 | 1930124.6994 | 1968727.1934
BUTTE MONTANA ST | BUTTE MONTANA ST. SWITCHYARD 3 | 25000 | 20000000 |  |  |  |  | 22 | 1 | 0 | 0 | 0 | 0 | 3247296.48 | 3312242.4096 | 3378487.2578 | 3446057.0029 | 3514978.143 | 3585277.7059 | 3656983.26 | 3730122.9252 | 3804725.3837 | 3880819.8914 | 3958436.2892 | 4037605.015 | 4118357.1153 | 4200724.2576 | 4284738.7427 | 4370433.5176 | 4457842.1879 | 4546999.0317 | 4637939.0123 | 4730697.7926 | 4825311.7484 | 4921817.9834
BUTTE MONTANA ST | BUTTE MONTANA ST. SWITCHYARD 5 | 25000 | 20000000 |  |  |  |  | 22 | 1 | 0 | 0 | 0 | 0 | 3247296.48 | 3312242.4096 | 3378487.2578 | 3446057.0029 | 3514978.143 | 3585277.7059 | 3656983.26 | 3730122.9252 | 3804725.3837 | 3880819.8914 | 3958436.2892 | 4037605.015 | 4118357.1153 | 4200724.2576 | 4284738.7427 | 4370433.5176 | 4457842.1879 | 4546999.0317 | 4637939.0123 | 4730697.7926 | 4825311.7484 | 4921817.9834
CANYON CREEK | CANYON CREEK | 10000 | 8000000 |  |  |  |  | 22 | 1 | 0 | 0 | 0 | 0 | 1298918.592 | 1324896.9638 | 1351394.9031 | 1378422.8012 | 1405991.2572 | 1434111.0823 | 1462793.304 | 1492049.1701 | 1521890.1535 | 1552327.9565 | 1583374.5157 | 1615042.006 | 1647342.8461 | 1680289.703 | 1713895.4971 | 1748173.407 | 1783136.8752 | 1818799.6127 | 1855175.6049 | 1892279.117 | 1930124.6994 | 1968727.1934
CARTER | CARTER | 2500 | 1750000 |  |  |  |  | 22 | 1 | 0 | 0 | 0 | 0 | 284138.442 | 289821.2108 | 295617.6351 | 301529.9878 | 307560.5875 | 313711.7993 | 319986.0352 | 326385.756 | 332913.4711 | 339571.7405 | 346363.1753 | 353290.4388 | 360356.2476 | 367563.3725 | 374914.64 | 382412.9328 | 390061.1914 | 397862.4153 | 405819.6636 | 413936.0569 | 422214.778 | 430659.0735
CHARLOS HEIGHTS | CHARLOS HEIGHTS | 3750 | 1750000 |  |  |  |  | 22 | 1 | 0 | 0 | 0 | 0 | 284138.442 | 289821.2108 | 295617.6351 | 301529.9878 | 307560.5875 | 313711.7993 | 319986.0352 | 326385.756 | 332913.4711 | 339571.7405 | 346363.1753 | 353290.4388 | 360356.2476 | 367563.3725 | 374914.64 | 382412.9328 | 390061.1914 | 397862.4153 | 405819.6636 | 413936.0569 | 422214.778 | 430659.0735
CHESTER | CHESTER | 4995 | 1750000 |  |  |  |  | 22 | 1 | 0 | 0 | 0 | 0 | 284138.442 | 289821.2108 | 295617.6351 | 301529.9878 | 307560.5875 | 313711.7993 | 319986.0352 | 326385.756 | 332913.4711 | 339571.7405 | 346363.1753 | 353290.4388 | 360356.2476 | 367563.3725 | 374914.64 | 382412.9328 | 390061.1914 | 397862.4153 | 405819.6636 | 413936.0569 | 422214.778 | 430659.0735
CHINOOK | CHINOOK | 5000 | 1750000 |  |  |  |  | 22 | 1 | 0 | 0 | 0 | 0 | 284138.442 | 289821.2108 | 295617.6351 | 301529.9878 | 307560.5875 | 313711.7993 | 319986.0352 | 326385.756 | 332913.4711 | 339571.7405 | 346363.1753 | 353290.4388 | 360356.2476 | 367563.3725 | 374914.64 | 382412.9328 | 390061.1914 | 397862.4153 | 405819.6636 | 413936.0569 | 422214.778 | 430659.0735
CHOTEAU | CHOTEAU 1 | 2500 | 1750000 |  |  |  |  | 22 | 1 | 0 | 0 | 0 | 0 | 284138.442 | 289821.2108 | 295617.6351 | 301529.9878 | 307560.5875 | 313711.7993 | 319986.0352 | 326385.756 | 332913.4711 | 339571.7405 | 346363.1753 | 353290.4388 | 360356.2476 | 367563.3725 | 374914.64 | 382412.9328 | 390061.1914 | 397862.4153 | 405819.6636 | 413936.0569 | 422214.778 | 430659.0735
CHOTEAU | CHOTEAU 2 | 5000 | 1750000 |  |  |  |  | 22 | 1 | 0 | 0 | 0 | 0 | 284138.442 | 289821.2108 | 295617.6351 | 301529.9878 | 307560.5875 | 313711.7993 | 319986.0352 | 326385.756 | 332913.4711 | 339571.7405 | 346363.1753 | 353290.4388 | 360356.2476 | 367563.3725 | 374914.64 | 382412.9328 | 390061.1914 | 397862.4153 | 405819.6636 | 413936.0569 | 422214.778 | 430659.0735
CIRCLE BRIDGE | CIRCLE BRIDGE | 1500 | 1750000 |  |  |  |  | 22 | 1 | 0 | 0 | 0 | 0 | 284138.442 | 289821.2108 | 295617.6351 | 301529.9878 | 307560.5875 | 313711.7993 | 319986.0352 | 326385.756 | 332913.4711 | 339571.7405 | 346363.1753 | 353290.4388 | 360356.2476 | 367563.3725 | 374914.64 | 382412.9328 | 390061.1914 | 397862.4153 | 405819.6636 | 413936.0569 | 422214.778 | 430659.0735
CITY SUB #1 | CITY SUB #1 | 20000 | 8000000 |  |  |  |  | 22 | 1 | 0 | 0 | 0 | 0 | 1298918.592 | 1324896.9638 | 1351394.9031 | 1378422.8012 | 1405991.2572 | 1434111.0823 | 1462793.304 | 1492049.1701 | 1521890.1535 | 1552327.9565 | 1583374.5157 | 1615042.006 | 1647342.8461 | 1680289.703 | 1713895.4971 | 1748173.407 | 1783136.8752 | 1818799.6127 | 1855175.6049 | 1892279.117 | 1930124.6994 | 1968727.1934
CITY SUB #1 | CITY SUB #1 BNK 4 | 20000 | 8000000 |  |  |  |  | 22 | 1 | 0 | 0 | 0 | 0 | 1298918.592 | 1324896.9638 | 1351394.9031 | 1378422.8012 | 1405991.2572 | 1434111.0823 | 1462793.304 | 1492049.1701 | 1521890.1535 | 1552327.9565 | 1583374.5157 | 1615042.006 | 1647342.8461 | 1680289.703 | 1713895.4971 | 1748173.407 | 1783136.8752 | 1818799.6127 | 1855175.6049 | 1892279.117 | 1930124.6994 | 1968727.1934
CLANCY | CLANCY | 6220 | 8000000 |  |  |  |  | 22 | 1 | 0 | 0 | 0 | 0 | 1298918.592 | 1324896.9638 | 1351394.9031 | 1378422.8012 | 1405991.2572 | 1434111.0823 | 1462793.304 | 1492049.1701 | 1521890.1535 | 1552327.9565 | 1583374.5157 | 1615042.006 | 1647342.8461 | 1680289.703 | 1713895.4971 | 1748173.407 | 1783136.8752 | 1818799.6127 | 1855175.6049 | 1892279.117 | 1930124.6994 | 1968727.1934
COBBLESTONE | COBBLESTONE | 5000 | 1750000 |  |  |  |  | 22 | 1 | 0 | 0 | 0 | 0 | 284138.442 | 289821.2108 | 295617.6351 | 301529.9878 | 307560.5875 | 313711.7993 | 319986.0352 | 326385.756 | 332913.4711 | 339571.7405 | 346363.1753 | 353290.4388 | 360356.2476 | 367563.3725 | 374914.64 | 382412.9328 | 390061.1914 | 397862.4153 | 405819.6636 | 413936.0569 | 422214.778 | 430659.0735
COLLINS | COLLINS | 2500 | 1750000 |  |  |  |  | 22 | 1 | 0 | 0 | 0 | 0 | 284138.442 | 289821.2108 | 295617.6351 | 301529.9878 | 307560.5875 | 313711.7993 | 319986.0352 | 326385.756 | 332913.4711 | 339571.7405 | 346363.1753 | 353290.4388 | 360356.2476 | 367563.3725 | 374914.64 | 382412.9328 | 390061.1914 | 397862.4153 | 405819.6636 | 413936.0569 | 422214.778 | 430659.0735
COLSTRIP SWITCHYARD | COLSTRIP SWITCHYARD (TOWN) 1 | 20000 | 8000000 |  |  |  |  | 22 | 1 | 0 | 0 | 0 | 0 | 1298918.592 | 1324896.9638 | 1351394.9031 | 1378422.8012 | 1405991.2572 | 1434111.0823 | 1462793.304 | 1492049.1701 | 1521890.1535 | 1552327.9565 | 1583374.5157 | 1615042.006 | 1647342.8461 | 1680289.703 | 1713895.4971 | 1748173.407 | 1783136.8752 | 1818799.6127 | 1855175.6049 | 1892279.117 | 1930124.6994 | 1968727.1934
COLSTRIP SWITCHYARD | COLSTRIP SWITCHYARD (TOWN) 2 | 20000 | 8000000 |  |  |  |  | 22 | 1 | 0 | 0 | 0 | 0 | 1298918.592 | 1324896.9638 | 1351394.9031 | 1378422.8012 | 1405991.2572 | 1434111.0823 | 1462793.304 | 1492049.1701 | 1521890.1535 | 1552327.9565 | 1583374.5157 | 1615042.006 | 1647342.8461 | 1680289.703 | 1713895.4971 | 1748173.407 | 1783136.8752 | 1818799.6127 | 1855175.6049 | 1892279.117 | 1930124.6994 | 1968727.1934
CONRAD CITY | CONRAD CITY BNK 1 | 3750 | 1750000 |  |  |  |  | 22 | 1 | 0 | 0 | 0 | 0 | 284138.442 | 289821.2108 | 295617.6351 | 301529.9878 | 307560.5875 | 313711.7993 | 319986.0352 | 326385.756 | 332913.4711 | 339571.7405 | 346363.1753 | 353290.4388 | 360356.2476 | 367563.3725 | 374914.64 | 382412.9328 | 390061.1914 | 397862.4153 | 405819.6636 | 413936.0569 | 422214.778 | 430659.0735
CONRAD CITY | CONRAD CITY BNK 2 | 6250 | 8000000 |  |  |  |  | 22 | 1 | 0 | 0 | 0 | 0 | 1298918.592 | 1324896.9638 | 1351394.9031 | 1378422.8012 | 1405991.2572 | 1434111.0823 | 1462793.304 | 1492049.1701 | 1521890.1535 | 1552327.9565 | 1583374.5157 | 1615042.006 | 1647342.8461 | 1680289.703 | 1713895.4971 | 1748173.407 | 1783136.8752 | 1818799.6127 | 1855175.6049 | 1892279.117 | 1930124.6994 | 1968727.1934
CONRAD | CONRAD PUMP | 9375 | 8000000 |  |  |  |  | 22 | 1 | 0 | 0 | 0 | 0 | 1298918.592 | 1324896.9638 | 1351394.9031 | 1378422.8012 | 1405991.2572 | 1434111.0823 | 1462793.304 | 1492049.1701 | 1521890.1535 | 1552327.9565 | 1583374.5157 | 1615042.006 | 1647342.8461 | 1680289.703 | 1713895.4971 | 1748173.407 | 1783136.8752 | 1818799.6127 | 1855175.6049 | 1892279.117 | 1930124.6994 | 1968727.1934
CORVALLIS | CORVALLIS | 5000 | 1750000 |  |  |  |  | 22 | 1 | 0 | 0 | 0 | 0 | 284138.442 | 289821.2108 | 295617.6351 | 301529.9878 | 307560.5875 | 313711.7993 | 319986.0352 | 326385.756 | 332913.4711 | 339571.7405 | 346363.1753 | 353290.4388 | 360356.2476 | 367563.3725 | 374914.64 | 382412.9328 | 390061.1914 | 397862.4153 | 405819.6636 | 413936.0569 | 422214.778 | 430659.0735
CRAIG | CRAIG | 4992 | 1750000 |  |  |  |  | 22 | 1 | 0 | 0 | 0 | 0 | 284138.442 | 289821.2108 | 295617.6351 | 301529.9878 | 307560.5875 | 313711.7993 | 319986.0352 | 326385.756 | 332913.4711 | 339571.7405 | 346363.1753 | 353290.4388 | 360356.2476 | 367563.3725 | 374914.64 | 382412.9328 | 390061.1914 | 397862.4153 | 405819.6636 | 413936.0569 | 422214.778 | 430659.0735
DARBY | DARBY 1 | 6250 | 8000000 |  |  |  |  | 22 | 1 | 0 | 0 | 0 | 0 | 1298918.592 | 1324896.9638 | 1351394.9031 | 1378422.8012 | 1405991.2572 | 1434111.0823 | 1462793.304 | 1492049.1701 | 1521890.1535 | 1552327.9565 | 1583374.5157 | 1615042.006 | 1647342.8461 | 1680289.703 | 1713895.4971 | 1748173.407 | 1783136.8752 | 1818799.6127 | 1855175.6049 | 1892279.117 | 1930124.6994 | 1968727.1934
DARBY | DARBY 2 | 6250 | 8000000 |  |  |  |  | 22 | 1 | 0 | 0 | 0 | 0 | 1298918.592 | 1324896.9638 | 1351394.9031 | 1378422.8012 | 1405991.2572 | 1434111.0823 | 1462793.304 | 1492049.1701 | 1521890.1535 | 1552327.9565 | 1583374.5157 | 1615042.006 | 1647342.8461 | 1680289.703 | 1713895.4971 | 1748173.407 | 1783136.8752 | 1818799.6127 | 1855175.6049 | 1892279.117 | 1930124.6994 | 1968727.1934
DEER LODGE CITY | DEER LODGE CITY | 6000 | 8000000 |  |  |  |  | 22 | 1 | 0 | 0 | 0 | 0 | 1298918.592 | 1324896.9638 | 1351394.9031 | 1378422.8012 | 1405991.2572 | 1434111.0823 | 1462793.304 | 1492049.1701 | 1521890.1535 | 1552327.9565 | 1583374.5157 | 1615042.006 | 1647342.8461 | 1680289.703 | 1713895.4971 | 1748173.407 | 1783136.8752 | 1818799.6127 | 1855175.6049 | 1892279.117 | 1930124.6994 | 1968727.1934
DEER LODGE CITY | DEER LODGE CITY 25KV | 20000 | 8000000 |  |  |  |  | 22 | 1 | 0 | 0 | 0 | 0 | 1298918.592 | 1324896.9638 | 1351394.9031 | 1378422.8012 | 1405991.2572 | 1434111.0823 | 1462793.304 | 1492049.1701 | 1521890.1535 | 1552327.9565 | 1583374.5157 | 1615042.006 | 1647342.8461 | 1680289.703 | 1713895.4971 | 1748173.407 | 1783136.8752 | 1818799.6127 | 1855175.6049 | 1892279.117 | 1930124.6994 | 1968727.1934
DENTON | DENTON | 2500 | 1750000 |  |  |  |  | 22 | 1 | 0 | 0 | 0 | 0 | 284138.442 | 289821.2108 | 295617.6351 | 301529.9878 | 307560.5875 | 313711.7993 | 319986.0352 | 326385.756 | 332913.4711 | 339571.7405 | 346363.1753 | 353290.4388 | 360356.2476 | 367563.3725 | 374914.64 | 382412.9328 | 390061.1914 | 397862.4153 | 405819.6636 | 413936.0569 | 422214.778 | 430659.0735
DIAMOND | DIAMOND MATCH | 2500 | 1750000 |  |  |  |  | 22 | 1 | 0 | 0 | 0 | 0 | 284138.442 | 289821.2108 | 295617.6351 | 301529.9878 | 307560.5875 | 313711.7993 | 319986.0352 | 326385.756 | 332913.4711 | 339571.7405 | 346363.1753 | 353290.4388 | 360356.2476 | 367563.3725 | 374914.64 | 382412.9328 | 390061.1914 | 397862.4153 | 405819.6636 | 413936.0569 | 422214.778 | 430659.0735
DILLON | DILLON AIRPORT | 2500 | 1750000 |  |  |  |  | 22 | 1 | 0 | 0 | 0 | 0 | 284138.442 | 289821.2108 | 295617.6351 | 301529.9878 | 307560.5875 | 313711.7993 | 319986.0352 | 326385.756 | 332913.4711 | 339571.7405 | 346363.1753 | 353290.4388 | 360356.2476 | 367563.3725 | 374914.64 | 382412.9328 | 390061.1914 | 397862.4153 | 405819.6636 | 413936.0569 | 422214.778 | 430659.0735
DIVIDE | DIVIDE | 4992 | 1750000 |  |  |  |  | 22 | 1 | 0 | 0 | 0 | 0 | 284138.442 | 289821.2108 | 295617.6351 | 301529.9878 | 307560.5875 | 313711.7993 | 319986.0352 | 326385.756 | 332913.4711 | 339571.7405 | 346363.1753 | 353290.4388 | 360356.2476 | 367563.3725 | 374914.64 | 382412.9328 | 390061.1914 | 397862.4153 | 405819.6636 | 413936.0569 | 422214.778 | 430659.0735
DODSON | DODSON | 1002 | 1750000 |  |  |  |  | 22 | 1 | 0 | 0 | 0 | 0 | 284138.442 | 289821.2108 | 295617.6351 | 301529.9878 | 307560.5875 | 313711.7993 | 319986.0352 | 326385.756 | 332913.4711 | 339571.7405 | 346363.1753 | 353290.4388 | 360356.2476 | 367563.3725 | 374914.64 | 382412.9328 | 390061.1914 | 397862.4153 | 405819.6636 | 413936.0569 | 422214.778 | 430659.0735
DOWNER | DOWNER | 2500 | 1750000 |  |  |  |  | 22 | 1 | 0 | 0 | 0 | 0 | 284138.442 | 289821.2108 | 295617.6351 | 301529.9878 | 307560.5875 | 313711.7993 | 319986.0352 | 326385.756 | 332913.4711 | 339571.7405 | 346363.1753 | 353290.4388 | 360356.2476 | 367563.3725 | 374914.64 | 382412.9328 | 390061.1914 | 397862.4153 | 405819.6636 | 413936.0569 | 422214.778 | 430659.0735
DRUMMOND | DRUMMOND CITY | 6250 | 8000000 |  |  |  |  | 22 | 1 | 0 | 0 | 0 | 0 | 1298918.592 | 1324896.9638 | 1351394.9031 | 1378422.8012 | 1405991.2572 | 1434111.0823 | 1462793.304 | 1492049.1701 | 1521890.1535 | 1552327.9565 | 1583374.5157 | 1615042.006 | 1647342.8461 | 1680289.703 | 1713895.4971 | 1748173.407 | 1783136.8752 | 1818799.6127 | 1855175.6049 | 1892279.117 | 1930124.6994 | 1968727.1934
EAST BENCH | EAST BENCH | 2500 | 1750000 |  |  |  |  | 22 | 1 | 0 | 0 | 0 | 0 | 284138.442 | 289821.2108 | 295617.6351 | 301529.9878 | 307560.5875 | 313711.7993 | 319986.0352 | 326385.756 | 332913.4711 | 339571.7405 | 346363.1753 | 353290.4388 | 360356.2476 | 367563.3725 | 374914.64 | 382412.9328 | 390061.1914 | 397862.4153 | 405819.6636 | 413936.0569 | 422214.778 | 430659.0735
EAST HELENA SWYD | EAST HELENA SWYD 1 | 25000 | 20000000 |  |  |  |  | 22 | 1 | 0 | 0 | 0 | 0 | 3247296.48 | 3312242.4096 | 3378487.2578 | 3446057.0029 | 3514978.143 | 3585277.7059 | 3656983.26 | 3730122.9252 | 3804725.3837 | 3880819.8914 | 3958436.2892 | 4037605.015 | 4118357.1153 | 4200724.2576 | 4284738.7427 | 4370433.5176 | 4457842.1879 | 4546999.0317 | 4637939.0123 | 4730697.7926 | 4825311.7484 | 4921817.9834
EAST HELENA SWYD | EAST HELENA SWYD 4 | 40000 | 20000000 |  |  |  |  | 22 | 1 | 0 | 0 | 0 | 0 | 3247296.48 | 3312242.4096 | 3378487.2578 | 3446057.0029 | 3514978.143 | 3585277.7059 | 3656983.26 | 3730122.9252 | 3804725.3837 | 3880819.8914 | 3958436.2892 | 4037605.015 | 4118357.1153 | 4200724.2576 | 4284738.7427 | 4370433.5176 | 4457842.1879 | 4546999.0317 | 4637939.0123 | 4730697.7926 | 4825311.7484 | 4921817.9834
ENNIS | ENNIS | 10000 | 8000000 |  |  |  |  | 22 | 1 | 0 | 0 | 0 | 0 | 1298918.592 | 1324896.9638 | 1351394.9031 | 1378422.8012 | 1405991.2572 | 1434111.0823 | 1462793.304 | 1492049.1701 | 1521890.1535 | 1552327.9565 | 1583374.5157 | 1615042.006 | 1647342.8461 | 1680289.703 | 1713895.4971 | 1748173.407 | 1783136.8752 | 1818799.6127 | 1855175.6049 | 1892279.117 | 1930124.6994 | 1968727.1934
EUSTIS | EUSTIS | 3000 | 1750000 |  |  |  |  | 22 | 1 | 0 | 0 | 0 | 0 | 284138.442 | 289821.2108 | 295617.6351 | 301529.9878 | 307560.5875 | 313711.7993 | 319986.0352 | 326385.756 | 332913.4711 | 339571.7405 | 346363.1753 | 353290.4388 | 360356.2476 | 367563.3725 | 374914.64 | 382412.9328 | 390061.1914 | 397862.4153 | 405819.6636 | 413936.0569 | 422214.778 | 430659.0735
FAIRFIELD | FAIRFIELD | 3000 | 1750000 |  |  |  |  | 22 | 1 | 0 | 0 | 0 | 0 | 284138.442 | 289821.2108 | 295617.6351 | 301529.9878 | 307560.5875 | 313711.7993 | 319986.0352 | 326385.756 | 332913.4711 | 339571.7405 | 346363.1753 | 353290.4388 | 360356.2476 | 367563.3725 | 374914.64 | 382412.9328 | 390061.1914 | 397862.4153 | 405819.6636 | 413936.0569 | 422214.778 | 430659.0735
FAIRMONT | FAIRMONT | 5000 | 1750000 |  |  |  |  | 22 | 1 | 0 | 0 | 0 | 0 | 284138.442 | 289821.2108 | 295617.6351 | 301529.9878 | 307560.5875 | 313711.7993 | 319986.0352 | 326385.756 | 332913.4711 | 339571.7405 | 346363.1753 | 353290.4388 | 360356.2476 | 367563.3725 | 374914.64 | 382412.9328 | 390061.1914 | 397862.4153 | 405819.6636 | 413936.0569 | 422214.778 | 430659.0735
FLORENCE | FLORENCE | 2500 | 1750000 |  |  |  |  | 22 | 1 | 0 | 0 | 0 | 0 | 284138.442 | 289821.2108 | 295617.6351 | 301529.9878 | 307560.5875 | 313711.7993 | 319986.0352 | 326385.756 | 332913.4711 | 339571.7405 | 346363.1753 | 353290.4388 | 360356.2476 | 367563.3725 | 374914.64 | 382412.9328 | 390061.1914 | 397862.4153 | 405819.6636 | 413936.0569 | 422214.778 | 430659.0735
FORT BELKNAP | FORT BELKNAP | 2496 | 1750000 |  |  |  |  | 22 | 1 | 0 | 0 | 0 | 0 | 284138.442 | 289821.2108 | 295617.6351 | 301529.9878 | 307560.5875 | 313711.7993 | 319986.0352 | 326385.756 | 332913.4711 | 339571.7405 | 346363.1753 | 353290.4388 | 360356.2476 | 367563.3725 | 374914.64 | 382412.9328 | 390061.1914 | 397862.4153 | 405819.6636 | 413936.0569 | 422214.778 | 430659.0735
FORT BENTON | FORT BENTON BNK 1 | 5000 | 1750000 |  |  |  |  | 22 | 1 | 0 | 0 | 0 | 0 | 284138.442 | 289821.2108 | 295617.6351 | 301529.9878 | 307560.5875 | 313711.7993 | 319986.0352 | 326385.756 | 332913.4711 | 339571.7405 | 346363.1753 | 353290.4388 | 360356.2476 | 367563.3725 | 374914.64 | 382412.9328 | 390061.1914 | 397862.4153 | 405819.6636 | 413936.0569 | 422214.778 | 430659.0735
FORT BENTON | FORT BENTON BNK 2 | 6250 | 8000000 |  |  |  |  | 22 | 1 | 0 | 0 | 0 | 0 | 1298918.592 | 1324896.9638 | 1351394.9031 | 1378422.8012 | 1405991.2572 | 1434111.0823 | 1462793.304 | 1492049.1701 | 1521890.1535 | 1552327.9565 | 1583374.5157 | 1615042.006 | 1647342.8461 | 1680289.703 | 1713895.4971 | 1748173.407 | 1783136.8752 | 1818799.6127 | 1855175.6049 | 1892279.117 | 1930124.6994 | 1968727.1934
FROMBERG | FROMBERG | 2500 | 1750000 |  |  |  |  | 22 | 1 | 0 | 0 | 0 | 0 | 284138.442 | 289821.2108 | 295617.6351 | 301529.9878 | 307560.5875 | 313711.7993 | 319986.0352 | 326385.756 | 332913.4711 | 339571.7405 | 346363.1753 | 353290.4388 | 360356.2476 | 367563.3725 | 374914.64 | 382412.9328 | 390061.1914 | 397862.4153 | 405819.6636 | 413936.0569 | 422214.778 | 430659.0735
GAGE | GAGE | 2333 | 1750000 |  |  |  |  | 22 | 1 | 0 | 0 | 0 | 0 | 284138.442 | 289821.2108 | 295617.6351 | 301529.9878 | 307560.5875 | 313711.7993 | 319986.0352 | 326385.756 | 332913.4711 | 339571.7405 | 346363.1753 | 353290.4388 | 360356.2476 | 367563.3725 | 374914.64 | 382412.9328 | 390061.1914 | 397862.4153 | 405819.6636 | 413936.0569 | 422214.778 | 430659.0735
GARDINER | GARDINER | 5000 | 1750000 |  |  |  |  | 22 | 1 | 0 | 0 | 0 | 0 | 284138.442 | 289821.2108 | 295617.6351 | 301529.9878 | 307560.5875 | 313711.7993 | 319986.0352 | 326385.756 | 332913.4711 | 339571.7405 | 346363.1753 | 353290.4388 | 360356.2476 | 367563.3725 | 374914.64 | 382412.9328 | 390061.1914 | 397862.4153 | 405819.6636 | 413936.0569 | 422214.778 | 430659.0735
GERALDINE | GERALDINE | 1998 | 1750000 |  |  |  |  | 22 | 1 | 0 | 0 | 0 | 0 | 284138.442 | 289821.2108 | 295617.6351 | 301529.9878 | 307560.5875 | 313711.7993 | 319986.0352 | 326385.756 | 332913.4711 | 339571.7405 | 346363.1753 | 353290.4388 | 360356.2476 | 367563.3725 | 374914.64 | 382412.9328 | 390061.1914 | 397862.4153 | 405819.6636 | 413936.0569 | 422214.778 | 430659.0735
GILDFORD | GILDFORD | 500 | 500000 |  |  |  |  | 22 | 1 | 0 | 0 | 0 | 0 | 81182.412 | 82806.0602 | 84462.1814 | 86151.4251 | 87874.4536 | 89631.9426 | 91424.5815 | 93253.0731 | 95118.1346 | 97020.4973 | 98960.9072 | 100940.1254 | 102958.9279 | 105018.1064 | 107118.4686 | 109260.8379 | 111446.0547 | 113674.9758 | 115948.4753 | 118267.4448 | 120632.7937 | 123045.4496
GLASGOW | GLASGOW EASTSIDE | 6250 | 8000000 |  |  |  |  | 22 | 1 | 0 | 0 | 0 | 0 | 1298918.592 | 1324896.9638 | 1351394.9031 | 1378422.8012 | 1405991.2572 | 1434111.0823 | 1462793.304 | 1492049.1701 | 1521890.1535 | 1552327.9565 | 1583374.5157 | 1615042.006 | 1647342.8461 | 1680289.703 | 1713895.4971 | 1748173.407 | 1783136.8752 | 1818799.6127 | 1855175.6049 | 1892279.117 | 1930124.6994 | 1968727.1934
GLASGOW WESTSIDE | GLASGOW WESTSIDE #1 | 6250 | 8000000 |  |  |  |  | 22 | 1 | 0 | 0 | 0 | 0 | 1298918.592 | 1324896.9638 | 1351394.9031 | 1378422.8012 | 1405991.2572 | 1434111.0823 | 1462793.304 | 1492049.1701 | 1521890.1535 | 1552327.9565 | 1583374.5157 | 1615042.006 | 1647342.8461 | 1680289.703 | 1713895.4971 | 1748173.407 | 1783136.8752 | 1818799.6127 | 1855175.6049 | 1892279.117 | 1930124.6994 | 1968727.1934
GLASGOW WESTSIDE | GLASGOW WESTSIDE #2 | 6250 | 8000000 |  |  |  |  | 22 | 1 | 0 | 0 | 0 | 0 | 1298918.592 | 1324896.9638 | 1351394.9031 | 1378422.8012 | 1405991.2572 | 1434111.0823 | 1462793.304 | 1492049.1701 | 1521890.1535 | 1552327.9565 | 1583374.5157 | 1615042.006 | 1647342.8461 | 1680289.703 | 1713895.4971 | 1748173.407 | 1783136.8752 | 1818799.6127 | 1855175.6049 | 1892279.117 | 1930124.6994 | 1968727.1934
GREAT FALLS CITY | GREAT FALLS CITY (NORTH BANK) | 20000 | 8000000 |  |  |  |  | 22 | 1 | 0 | 0 | 0 | 0 | 1298918.592 | 1324896.9638 | 1351394.9031 | 1378422.8012 | 1405991.2572 | 1434111.0823 | 1462793.304 | 1492049.1701 | 1521890.1535 | 1552327.9565 | 1583374.5157 | 1615042.006 | 1647342.8461 | 1680289.703 | 1713895.4971 | 1748173.407 | 1783136.8752 | 1818799.6127 | 1855175.6049 | 1892279.117 | 1930124.6994 | 1968727.1934
GREAT FALLS CITY | GREAT FALLS CITY (SOUTH BANK) | 40000 | 20000000 |  |  |  |  | 22 | 1 | 0 | 0 | 0 | 0 | 3247296.48 | 3312242.4096 | 3378487.2578 | 3446057.0029 | 3514978.143 | 3585277.7059 | 3656983.26 | 3730122.9252 | 3804725.3837 | 3880819.8914 | 3958436.2892 | 4037605.015 | 4118357.1153 | 4200724.2576 | 4284738.7427 | 4370433.5176 | 4457842.1879 | 4546999.0317 | 4637939.0123 | 4730697.7926 | 4825311.7484 | 4921817.9834
GREAT FALLS EASTSIDE | GREAT FALLS EASTSIDE 1 | 25000 | 20000000 |  |  |  |  | 22 | 1 | 0 | 0 | 0 | 0 | 3247296.48 | 3312242.4096 | 3378487.2578 | 3446057.0029 | 3514978.143 | 3585277.7059 | 3656983.26 | 3730122.9252 | 3804725.3837 | 3880819.8914 | 3958436.2892 | 4037605.015 | 4118357.1153 | 4200724.2576 | 4284738.7427 | 4370433.5176 | 4457842.1879 | 4546999.0317 | 4637939.0123 | 4730697.7926 | 4825311.7484 | 4921817.9834
GREAT FALLS EASTSIDE | GREAT FALLS EASTSIDE 2 | 12500 | 8000000 |  |  |  |  | 22 | 1 | 0 | 0 | 0 | 0 | 1298918.592 | 1324896.9638 | 1351394.9031 | 1378422.8012 | 1405991.2572 | 1434111.0823 | 1462793.304 | 1492049.1701 | 1521890.1535 | 1552327.9565 | 1583374.5157 | 1615042.006 | 1647342.8461 | 1680289.703 | 1713895.4971 | 1748173.407 | 1783136.8752 | 1818799.6127 | 1855175.6049 | 1892279.117 | 1930124.6994 | 1968727.1934
GREAT FALLS NORTHEAST | GREAT FALLS NORTHEAST | 20000 | 8000000 |  |  |  |  | 22 | 1 | 0 | 0 | 0 | 0 | 1298918.592 | 1324896.9638 | 1351394.9031 | 1378422.8012 | 1405991.2572 | 1434111.0823 | 1462793.304 | 1492049.1701 | 1521890.1535 | 1552327.9565 | 1583374.5157 | 1615042.006 | 1647342.8461 | 1680289.703 | 1713895.4971 | 1748173.407 | 1783136.8752 | 1818799.6127 | 1855175.6049 | 1892279.117 | 1930124.6994 | 1968727.1934
GREAT FALLS NORTHWEST | GREAT FALLS NORTHWEST (EAST BANK) | 20000 | 8000000 |  |  |  |  | 22 | 1 | 0 | 0 | 0 | 0 | 1298918.592 | 1324896.9638 | 1351394.9031 | 1378422.8012 | 1405991.2572 | 1434111.0823 | 1462793.304 | 1492049.1701 | 1521890.1535 | 1552327.9565 | 1583374.5157 | 1615042.006 | 1647342.8461 | 1680289.703 | 1713895.4971 | 1748173.407 | 1783136.8752 | 1818799.6127 | 1855175.6049 | 1892279.117 | 1930124.6994 | 1968727.1934
GREAT FALLS NORTHWEST | GREAT FALLS NORTHWEST (WEST BANK) | 20000 | 8000000 |  |  |  |  | 22 | 1 | 0 | 0 | 0 | 0 | 1298918.592 | 1324896.9638 | 1351394.9031 | 1378422.8012 | 1405991.2572 | 1434111.0823 | 1462793.304 | 1492049.1701 | 1521890.1535 | 1552327.9565 | 1583374.5157 | 1615042.006 | 1647342.8461 | 1680289.703 | 1713895.4971 | 1748173.407 | 1783136.8752 | 1818799.6127 | 1855175.6049 | 1892279.117 | 1930124.6994 | 1968727.1934
GREAT FALLS RIVERVIEW | GREAT FALLS RIVERVIEW #1 | 20000 | 8000000 |  |  |  |  | 22 | 1 | 0 | 0 | 0 | 0 | 1298918.592 | 1324896.9638 | 1351394.9031 | 1378422.8012 | 1405991.2572 | 1434111.0823 | 1462793.304 | 1492049.1701 | 1521890.1535 | 1552327.9565 | 1583374.5157 | 1615042.006 | 1647342.8461 | 1680289.703 | 1713895.4971 | 1748173.407 | 1783136.8752 | 1818799.6127 | 1855175.6049 | 1892279.117 | 1930124.6994 | 1968727.1934
GREAT FALLS RIVERVIEW | GREAT FALLS RIVERVIEW #2 | 25000 | 20000000 |  |  |  |  | 22 | 1 | 0 | 0 | 0 | 0 | 3247296.48 | 3312242.4096 | 3378487.2578 | 3446057.0029 | 3514978.143 | 3585277.7059 | 3656983.26 | 3730122.9252 | 3804725.3837 | 3880819.8914 | 3958436.2892 | 4037605.015 | 4118357.1153 | 4200724.2576 | 4284738.7427 | 4370433.5176 | 4457842.1879 | 4546999.0317 | 4637939.0123 | 4730697.7926 | 4825311.7484 | 4921817.9834
GREAT FALLS SOUTHEAST | GREAT FALLS SOUTHEAST | 42000 | 20000000 |  |  |  |  | 22 | 1 | 0 | 0 | 0 | 0 | 3247296.48 | 3312242.4096 | 3378487.2578 | 3446057.0029 | 3514978.143 | 3585277.7059 | 3656983.26 | 3730122.9252 | 3804725.3837 | 3880819.8914 | 3958436.2892 | 4037605.015 | 4118357.1153 | 4200724.2576 | 4284738.7427 | 4370433.5176 | 4457842.1879 | 4546999.0317 | 4637939.0123 | 4730697.7926 | 4825311.7484 | 4921817.9834
GREAT FALLS SOUTHWEST | GREAT FALLS SOUTHWEST | 20000 | 8000000 |  |  |  |  | 22 | 1 | 0 | 0 | 0 | 0 | 1298918.592 | 1324896.9638 | 1351394.9031 | 1378422.8012 | 1405991.2572 | 1434111.0823 | 1462793.304 | 1492049.1701 | 1521890.1535 | 1552327.9565 | 1583374.5157 | 1615042.006 | 1647342.8461 | 1680289.703 | 1713895.4971 | 1748173.407 | 1783136.8752 | 1818799.6127 | 1855175.6049 | 1892279.117 | 1930124.6994 | 1968727.1934
GREY | GREY CLIFF | 1800 | 1750000 |  |  |  |  | 22 | 1 | 0 | 0 | 0 | 0 | 284138.442 | 289821.2108 | 295617.6351 | 301529.9878 | 307560.5875 | 313711.7993 | 319986.0352 | 326385.756 | 332913.4711 | 339571.7405 | 346363.1753 | 353290.4388 | 360356.2476 | 367563.3725 | 374914.64 | 382412.9328 | 390061.1914 | 397862.4153 | 405819.6636 | 413936.0569 | 422214.778 | 430659.0735
GRIZZLY | GRIZZLY PEAK | 5000 | 1750000 |  |  |  |  | 22 | 1 | 0 | 0 | 0 | 0 | 284138.442 | 289821.2108 | 295617.6351 | 301529.9878 | 307560.5875 | 313711.7993 | 319986.0352 | 326385.756 | 332913.4711 | 339571.7405 | 346363.1753 | 353290.4388 | 360356.2476 | 367563.3725 | 374914.64 | 382412.9328 | 390061.1914 | 397862.4153 | 405819.6636 | 413936.0569 | 422214.778 | 430659.0735
HAMILTON SOUTHSIDE | HAMILTON SOUTHSIDE 1 | 20000 | 8000000 |  |  |  |  | 22 | 1 | 0 | 0 | 0 | 0 | 1298918.592 | 1324896.9638 | 1351394.9031 | 1378422.8012 | 1405991.2572 | 1434111.0823 | 1462793.304 | 1492049.1701 | 1521890.1535 | 1552327.9565 | 1583374.5157 | 1615042.006 | 1647342.8461 | 1680289.703 | 1713895.4971 | 1748173.407 | 1783136.8752 | 1818799.6127 | 1855175.6049 | 1892279.117 | 1930124.6994 | 1968727.1934
HAMILTON SOUTHSIDE | HAMILTON SOUTHSIDE 2 | 20000 | 8000000 |  |  |  |  | 22 | 1 | 0 | 0 | 0 | 0 | 1298918.592 | 1324896.9638 | 1351394.9031 | 1378422.8012 | 1405991.2572 | 1434111.0823 | 1462793.304 | 1492049.1701 | 1521890.1535 | 1552327.9565 | 1583374.5157 | 1615042.006 | 1647342.8461 | 1680289.703 | 1713895.4971 | 1748173.407 | 1783136.8752 | 1818799.6127 | 1855175.6049 | 1892279.117 | 1930124.6994 | 1968727.1934
HARDIN | HARDIN CITY | 20000 | 8000000 |  |  |  |  | 22 | 1 | 0 | 0 | 0 | 0 | 1298918.592 | 1324896.9638 | 1351394.9031 | 1378422.8012 | 1405991.2572 | 1434111.0823 | 1462793.304 | 1492049.1701 | 1521890.1535 | 1552327.9565 | 1583374.5157 | 1615042.006 | 1647342.8461 | 1680289.703 | 1713895.4971 | 1748173.407 | 1783136.8752 | 1818799.6127 | 1855175.6049 | 1892279.117 | 1930124.6994 | 1968727.1934
HARLEM | HARLEM | 5600 | 8000000 |  |  |  |  | 22 | 1 | 0 | 0 | 0 | 0 | 1298918.592 | 1324896.9638 | 1351394.9031 | 1378422.8012 | 1405991.2572 | 1434111.0823 | 1462793.304 | 1492049.1701 | 1521890.1535 | 1552327.9565 | 1583374.5157 | 1615042.006 | 1647342.8461 | 1680289.703 | 1713895.4971 | 1748173.407 | 1783136.8752 | 1818799.6127 | 1855175.6049 | 1892279.117 | 1930124.6994 | 1968727.1934
HARLOWTON | HARLOWTON | 2500 | 1750000 |  |  |  |  | 22 | 1 | 0 | 0 | 0 | 0 | 284138.442 | 289821.2108 | 295617.6351 | 301529.9878 | 307560.5875 | 313711.7993 | 319986.0352 | 326385.756 | 332913.4711 | 339571.7405 | 346363.1753 | 353290.4388 | 360356.2476 | 367563.3725 | 374914.64 | 382412.9328 | 390061.1914 | 397862.4153 | 405819.6636 | 413936.0569 | 422214.778 | 430659.0735
HARRISON | HARRISON - PONY | 2496 | 1750000 |  |  |  |  | 22 | 1 | 0 | 0 | 0 | 0 | 284138.442 | 289821.2108 | 295617.6351 | 301529.9878 | 307560.5875 | 313711.7993 | 319986.0352 | 326385.756 | 332913.4711 | 339571.7405 | 346363.1753 | 353290.4388 | 360356.2476 | 367563.3725 | 374914.64 | 382412.9328 | 390061.1914 | 397862.4153 | 405819.6636 | 413936.0569 | 422214.778 | 430659.0735
HAUGAN | HAUGAN | 1500 | 1750000 |  |  |  |  | 22 | 1 | 0 | 0 | 0 | 0 | 284138.442 | 289821.2108 | 295617.6351 | 301529.9878 | 307560.5875 | 313711.7993 | 319986.0352 | 326385.756 | 332913.4711 | 339571.7405 | 346363.1753 | 353290.4388 | 360356.2476 | 367563.3725 | 374914.64 | 382412.9328 | 390061.1914 | 397862.4153 | 405819.6636 | 413936.0569 | 422214.778 | 430659.0735
HAUSER | HAUSER DIST | 4998 | 1750000 |  |  |  |  | 22 | 1 | 0 | 0 | 0 | 0 | 284138.442 | 289821.2108 | 295617.6351 | 301529.9878 | 307560.5875 | 313711.7993 | 319986.0352 | 326385.756 | 332913.4711 | 339571.7405 | 346363.1753 | 353290.4388 | 360356.2476 | 367563.3725 | 374914.64 | 382412.9328 | 390061.1914 | 397862.4153 | 405819.6636 | 413936.0569 | 422214.778 | 430659.0735
HAVRE CITY | HAVRE CITY | 9375 | 8000000 |  |  |  |  | 22 | 1 | 0 | 0 | 0 | 0 | 1298918.592 | 1324896.9638 | 1351394.9031 | 1378422.8012 | 1405991.2572 | 1434111.0823 | 1462793.304 | 1492049.1701 | 1521890.1535 | 1552327.9565 | 1583374.5157 | 1615042.006 | 1647342.8461 | 1680289.703 | 1713895.4971 | 1748173.407 | 1783136.8752 | 1818799.6127 | 1855175.6049 | 1892279.117 | 1930124.6994 | 1968727.1934
HAVRE CITY | HAVRE CITY EAST BANK 1 | 6250 | 8000000 |  |  |  |  | 22 | 1 | 0 | 0 | 0 | 0 | 1298918.592 | 1324896.9638 | 1351394.9031 | 1378422.8012 | 1405991.2572 | 1434111.0823 | 1462793.304 | 1492049.1701 | 1521890.1535 | 1552327.9565 | 1583374.5157 | 1615042.006 | 1647342.8461 | 1680289.703 | 1713895.4971 | 1748173.407 | 1783136.8752 | 1818799.6127 | 1855175.6049 | 1892279.117 | 1930124.6994 | 1968727.1934
HAVRE CITY | HAVRE CITY WEST BANK 3 | 6250 | 8000000 |  |  |  |  | 22 | 1 | 0 | 0 | 0 | 0 | 1298918.592 | 1324896.9638 | 1351394.9031 | 1378422.8012 | 1405991.2572 | 1434111.0823 | 1462793.304 | 1492049.1701 | 1521890.1535 | 1552327.9565 | 1583374.5157 | 1615042.006 | 1647342.8461 | 1680289.703 | 1713895.4971 | 1748173.407 | 1783136.8752 | 1818799.6127 | 1855175.6049 | 1892279.117 | 1930124.6994 | 1968727.1934
HAVRE EASTSIDE | HAVRE EASTSIDE | 12500 | 8000000 |  |  |  |  | 22 | 1 | 0 | 0 | 0 | 0 | 1298918.592 | 1324896.9638 | 1351394.9031 | 1378422.8012 | 1405991.2572 | 1434111.0823 | 1462793.304 | 1492049.1701 | 1521890.1535 | 1552327.9565 | 1583374.5157 | 1615042.006 | 1647342.8461 | 1680289.703 | 1713895.4971 | 1748173.407 | 1783136.8752 | 1818799.6127 | 1855175.6049 | 1892279.117 | 1930124.6994 | 1968727.1934
HAVRE HIGHLAND | HAVRE HIGHLAND PARK | 10500 | 8000000 |  |  |  |  | 22 | 1 | 0 | 0 | 0 | 0 | 1298918.592 | 1324896.9638 | 1351394.9031 | 1378422.8012 | 1405991.2572 | 1434111.0823 | 1462793.304 | 1492049.1701 | 1521890.1535 | 1552327.9565 | 1583374.5157 | 1615042.006 | 1647342.8461 | 1680289.703 | 1713895.4971 | 1748173.407 | 1783136.8752 | 1818799.6127 | 1855175.6049 | 1892279.117 | 1930124.6994 | 1968727.1934
HELENA EASTSIDE | HELENA EASTSIDE 1 | 20000 | 8000000 |  |  |  |  | 22 | 1 | 0 | 0 | 0 | 0 | 1298918.592 | 1324896.9638 | 1351394.9031 | 1378422.8012 | 1405991.2572 | 1434111.0823 | 1462793.304 | 1492049.1701 | 1521890.1535 | 1552327.9565 | 1583374.5157 | 1615042.006 | 1647342.8461 | 1680289.703 | 1713895.4971 | 1748173.407 | 1783136.8752 | 1818799.6127 | 1855175.6049 | 1892279.117 | 1930124.6994 | 1968727.1934
HELENA GOLF COURSE | HELENA GOLF COURSE 1 | 20000 | 8000000 |  |  |  |  | 22 | 1 | 0 | 0 | 0 | 0 | 1298918.592 | 1324896.9638 | 1351394.9031 | 1378422.8012 | 1405991.2572 | 1434111.0823 | 1462793.304 | 1492049.1701 | 1521890.1535 | 1552327.9565 | 1583374.5157 | 1615042.006 | 1647342.8461 | 1680289.703 | 1713895.4971 | 1748173.407 | 1783136.8752 | 1818799.6127 | 1855175.6049 | 1892279.117 | 1930124.6994 | 1968727.1934
HELENA GOLF COURSE | HELENA GOLF COURSE 2 | 42000 | 20000000 |  |  |  |  | 22 | 1 | 0 | 0 | 0 | 0 | 3247296.48 | 3312242.4096 | 3378487.2578 | 3446057.0029 | 3514978.143 | 3585277.7059 | 3656983.26 | 3730122.9252 | 3804725.3837 | 3880819.8914 | 3958436.2892 | 4037605.015 | 4118357.1153 | 4200724.2576 | 4284738.7427 | 4370433.5176 | 4457842.1879 | 4546999.0317 | 4637939.0123 | 4730697.7926 | 4825311.7484 | 4921817.9834
HELENA SOUTHSIDE | HELENA SOUTHSIDE 1 | 20000 | 8000000 |  |  |  |  | 22 | 1 | 0 | 0 | 0 | 0 | 1298918.592 | 1324896.9638 | 1351394.9031 | 1378422.8012 | 1405991.2572 | 1434111.0823 | 1462793.304 | 1492049.1701 | 1521890.1535 | 1552327.9565 | 1583374.5157 | 1615042.006 | 1647342.8461 | 1680289.703 | 1713895.4971 | 1748173.407 | 1783136.8752 | 1818799.6127 | 1855175.6049 | 1892279.117 | 1930124.6994 | 1968727.1934
HELENA SOUTHSIDE | HELENA SOUTHSIDE 2 | 20000 | 8000000 |  |  |  |  | 22 | 1 | 0 | 0 | 0 | 0 | 1298918.592 | 1324896.9638 | 1351394.9031 | 1378422.8012 | 1405991.2572 | 1434111.0823 | 1462793.304 | 1492049.1701 | 1521890.1535 | 1552327.9565 | 1583374.5157 | 1615042.006 | 1647342.8461 | 1680289.703 | 1713895.4971 | 1748173.407 | 1783136.8752 | 1818799.6127 | 1855175.6049 | 1892279.117 | 1930124.6994 | 1968727.1934
HELENA VALLEY | HELENA VALLEY 1 | 25000 | 20000000 |  |  |  |  | 22 | 1 | 0 | 0 | 0 | 0 | 3247296.48 | 3312242.4096 | 3378487.2578 | 3446057.0029 | 3514978.143 | 3585277.7059 | 3656983.26 | 3730122.9252 | 3804725.3837 | 3880819.8914 | 3958436.2892 | 4037605.015 | 4118357.1153 | 4200724.2576 | 4284738.7427 | 4370433.5176 | 4457842.1879 | 4546999.0317 | 4637939.0123 | 4730697.7926 | 4825311.7484 | 4921817.9834
HELENA VALLEY | HELENA VALLEY 2 | 20000 | 8000000 |  |  |  |  | 22 | 1 | 0 | 0 | 0 | 0 | 1298918.592 | 1324896.9638 | 1351394.9031 | 1378422.8012 | 1405991.2572 | 1434111.0823 | 1462793.304 | 1492049.1701 | 1521890.1535 | 1552327.9565 | 1583374.5157 | 1615042.006 | 1647342.8461 | 1680289.703 | 1713895.4971 | 1748173.407 | 1783136.8752 | 1818799.6127 | 1855175.6049 | 1892279.117 | 1930124.6994 | 1968727.1934
HELENA WESTSIDE | HELENA WESTSIDE 1 | 6240 | 8000000 |  |  |  |  | 22 | 1 | 0 | 0 | 0 | 0 | 1298918.592 | 1324896.9638 | 1351394.9031 | 1378422.8012 | 1405991.2572 | 1434111.0823 | 1462793.304 | 1492049.1701 | 1521890.1535 | 1552327.9565 | 1583374.5157 | 1615042.006 | 1647342.8461 | 1680289.703 | 1713895.4971 | 1748173.407 | 1783136.8752 | 1818799.6127 | 1855175.6049 | 1892279.117 | 1930124.6994 | 1968727.1934
HELENA WESTSIDE | HELENA WESTSIDE 2 | 25000 | 20000000 |  |  |  |  | 22 | 1 | 0 | 0 | 0 | 0 | 3247296.48 | 3312242.4096 | 3378487.2578 | 3446057.0029 | 3514978.143 | 3585277.7059 | 3656983.26 | 3730122.9252 | 3804725.3837 | 3880819.8914 | 3958436.2892 | 4037605.015 | 4118357.1153 | 4200724.2576 | 4284738.7427 | 4370433.5176 | 4457842.1879 | 4546999.0317 | 4637939.0123 | 4730697.7926 | 4825311.7484 | 4921817.9834
HELENA WESTSIDE | HELENA WESTSIDE 3 | 12500 | 8000000 |  |  |  |  | 22 | 1 | 0 | 0 | 0 | 0 | 1298918.592 | 1324896.9638 | 1351394.9031 | 1378422.8012 | 1405991.2572 | 1434111.0823 | 1462793.304 | 1492049.1701 | 1521890.1535 | 1552327.9565 | 1583374.5157 | 1615042.006 | 1647342.8461 | 1680289.703 | 1713895.4971 | 1748173.407 | 1783136.8752 | 1818799.6127 | 1855175.6049 | 1892279.117 | 1930124.6994 | 1968727.1934
HILLVIEW | HILLVIEW HEIGHTS #5 | 20000 | 8000000 |  |  |  |  | 22 | 1 | 0 | 0 | 0 | 0 | 1298918.592 | 1324896.9638 | 1351394.9031 | 1378422.8012 | 1405991.2572 | 1434111.0823 | 1462793.304 | 1492049.1701 | 1521890.1535 | 1552327.9565 | 1583374.5157 | 1615042.006 | 1647342.8461 | 1680289.703 | 1713895.4971 | 1748173.407 | 1783136.8752 | 1818799.6127 | 1855175.6049 | 1892279.117 | 1930124.6994 | 1968727.1934
HINGHAM | HINGHAM | 1000 | 500000 |  |  |  |  | 22 | 1 | 0 | 0 | 0 | 0 | 81182.412 | 82806.0602 | 84462.1814 | 86151.4251 | 87874.4536 | 89631.9426 | 91424.5815 | 93253.0731 | 95118.1346 | 97020.4973 | 98960.9072 | 100940.1254 | 102958.9279 | 105018.1064 | 107118.4686 | 109260.8379 | 111446.0547 | 113674.9758 | 115948.4753 | 118267.4448 | 120632.7937 | 123045.4496
HINSDALE | HINSDALE | 600 | 500000 |  |  |  |  | 22 | 1 | 0 | 0 | 0 | 0 | 81182.412 | 82806.0602 | 84462.1814 | 86151.4251 | 87874.4536 | 89631.9426 | 91424.5815 | 93253.0731 | 95118.1346 | 97020.4973 | 98960.9072 | 100940.1254 | 102958.9279 | 105018.1064 | 107118.4686 | 109260.8379 | 111446.0547 | 113674.9758 | 115948.4753 | 118267.4448 | 120632.7937 | 123045.4496
INDUSTRIAL SUB #3 | INDUSTRIAL SUB #3 - BANK 1 | 20000 | 8000000 |  |  |  |  | 22 | 1 | 0 | 0 | 0 | 0 | 1298918.592 | 1324896.9638 | 1351394.9031 | 1378422.8012 | 1405991.2572 | 1434111.0823 | 1462793.304 | 1492049.1701 | 1521890.1535 | 1552327.9565 | 1583374.5157 | 1615042.006 | 1647342.8461 | 1680289.703 | 1713895.4971 | 1748173.407 | 1783136.8752 | 1818799.6127 | 1855175.6049 | 1892279.117 | 1930124.6994 | 1968727.1934
INDUSTRIAL SUB #3 | INDUSTRIAL SUB #3 - BANK 2 | 20000 | 8000000 |  |  |  |  | 22 | 1 | 0 | 0 | 0 | 0 | 1298918.592 | 1324896.9638 | 1351394.9031 | 1378422.8012 | 1405991.2572 | 1434111.0823 | 1462793.304 | 1492049.1701 | 1521890.1535 | 1552327.9565 | 1583374.5157 | 1615042.006 | 1647342.8461 | 1680289.703 | 1713895.4971 | 1748173.407 | 1783136.8752 | 1818799.6127 | 1855175.6049 | 1892279.117 | 1930124.6994 | 1968727.1934
INDUSTRIAL SUB #3 | INDUSTRIAL SUB #3 - BANK 3 | 20000 | 8000000 |  |  |  |  | 22 | 1 | 0 | 0 | 0 | 0 | 1298918.592 | 1324896.9638 | 1351394.9031 | 1378422.8012 | 1405991.2572 | 1434111.0823 | 1462793.304 | 1492049.1701 | 1521890.1535 | 1552327.9565 | 1583374.5157 | 1615042.006 | 1647342.8461 | 1680289.703 | 1713895.4971 | 1748173.407 | 1783136.8752 | 1818799.6127 | 1855175.6049 | 1892279.117 | 1930124.6994 | 1968727.1934
INVERNESS | INVERNESS | 1500 | 1750000 |  |  |  |  | 22 | 1 | 0 | 0 | 0 | 0 | 284138.442 | 289821.2108 | 295617.6351 | 301529.9878 | 307560.5875 | 313711.7993 | 319986.0352 | 326385.756 | 332913.4711 | 339571.7405 | 346363.1753 | 353290.4388 | 360356.2476 | 367563.3725 | 374914.64 | 382412.9328 | 390061.1914 | 397862.4153 | 405819.6636 | 413936.0569 | 422214.778 | 430659.0735
IVANHOE | IVANHOE | 1800 | 1750000 |  |  |  |  | 22 | 1 | 0 | 0 | 0 | 0 | 284138.442 | 289821.2108 | 295617.6351 | 301529.9878 | 307560.5875 | 313711.7993 | 319986.0352 | 326385.756 | 332913.4711 | 339571.7405 | 346363.1753 | 353290.4388 | 360356.2476 | 367563.3725 | 374914.64 | 382412.9328 | 390061.1914 | 397862.4153 | 405819.6636 | 413936.0569 | 422214.778 | 430659.0735
JACKRABBIT | JACK RABBIT 3 | 22400 | 20000000 |  |  |  |  | 22 | 1 | 0 | 0 | 0 | 0 | 3247296.48 | 3312242.4096 | 3378487.2578 | 3446057.0029 | 3514978.143 | 3585277.7059 | 3656983.26 | 3730122.9252 | 3804725.3837 | 3880819.8914 | 3958436.2892 | 4037605.015 | 4118357.1153 | 4200724.2576 | 4284738.7427 | 4370433.5176 | 4457842.1879 | 4546999.0317 | 4637939.0123 | 4730697.7926 | 4825311.7484 | 4921817.9834
JIM | JIM COULEE | 5000 | 1750000 |  |  |  |  | 22 | 1 | 0 | 0 | 0 | 0 | 284138.442 | 289821.2108 | 295617.6351 | 301529.9878 | 307560.5875 | 313711.7993 | 319986.0352 | 326385.756 | 332913.4711 | 339571.7405 | 346363.1753 | 353290.4388 | 360356.2476 | 367563.3725 | 374914.64 | 382412.9328 | 390061.1914 | 397862.4153 | 405819.6636 | 413936.0569 | 422214.778 | 430659.0735
JOPLIN | JOPLIN | 750 | 500000 |  |  |  |  | 22 | 1 | 0 | 0 | 0 | 0 | 81182.412 | 82806.0602 | 84462.1814 | 86151.4251 | 87874.4536 | 89631.9426 | 91424.5815 | 93253.0731 | 95118.1346 | 97020.4973 | 98960.9072 | 100940.1254 | 102958.9279 | 105018.1064 | 107118.4686 | 109260.8379 | 111446.0547 | 113674.9758 | 115948.4753 | 118267.4448 | 120632.7937 | 123045.4496
KINGSHILL | KINGSHILL | 600 | 500000 |  |  |  |  | 22 | 1 | 0 | 0 | 0 | 0 | 81182.412 | 82806.0602 | 84462.1814 | 86151.4251 | 87874.4536 | 89631.9426 | 91424.5815 | 93253.0731 | 95118.1346 | 97020.4973 | 98960.9072 | 100940.1254 | 102958.9279 | 105018.1064 | 107118.4686 | 109260.8379 | 111446.0547 | 113674.9758 | 115948.4753 | 118267.4448 | 120632.7937 | 123045.4496
KREMLIN | KREMLIN | 600 | 500000 |  |  |  |  | 22 | 1 | 0 | 0 | 0 | 0 | 81182.412 | 82806.0602 | 84462.1814 | 86151.4251 | 87874.4536 | 89631.9426 | 91424.5815 | 93253.0731 | 95118.1346 | 97020.4973 | 98960.9072 | 100940.1254 | 102958.9279 | 105018.1064 | 107118.4686 | 109260.8379 | 111446.0547 | 113674.9758 | 115948.4753 | 118267.4448 | 120632.7937 | 123045.4496
LADUKE | LADUKE | 2500 | 1750000 |  |  |  |  | 22 | 1 | 0 | 0 | 0 | 0 | 284138.442 | 289821.2108 | 295617.6351 | 301529.9878 | 307560.5875 | 313711.7993 | 319986.0352 | 326385.756 | 332913.4711 | 339571.7405 | 346363.1753 | 353290.4388 | 360356.2476 | 367563.3725 | 374914.64 | 382412.9328 | 390061.1914 | 397862.4153 | 405819.6636 | 413936.0569 | 422214.778 | 430659.0735
LANDERS | LANDERS FORK | 12504 | 8000000 |  |  |  |  | 22 | 1 | 0 | 0 | 0 | 0 | 1298918.592 | 1324896.9638 | 1351394.9031 | 1378422.8012 | 1405991.2572 | 1434111.0823 | 1462793.304 | 1492049.1701 | 1521890.1535 | 1552327.9565 | 1583374.5157 | 1615042.006 | 1647342.8461 | 1680289.703 | 1713895.4971 | 1748173.407 | 1783136.8752 | 1818799.6127 | 1855175.6049 | 1892279.117 | 1930124.6994 | 1968727.1934
LAURIN | LAURIN | 5000 | 1750000 |  |  |  |  | 22 | 1 | 0 | 0 | 0 | 0 | 284138.442 | 289821.2108 | 295617.6351 | 301529.9878 | 307560.5875 | 313711.7993 | 319986.0352 | 326385.756 | 332913.4711 | 339571.7405 | 346363.1753 | 353290.4388 | 360356.2476 | 367563.3725 | 374914.64 | 382412.9328 | 390061.1914 | 397862.4153 | 405819.6636 | 413936.0569 | 422214.778 | 430659.0735
LAVINA | LAVINA | 5000 | 1750000 |  |  |  |  | 22 | 1 | 0 | 0 | 0 | 0 | 284138.442 | 289821.2108 | 295617.6351 | 301529.9878 | 307560.5875 | 313711.7993 | 319986.0352 | 326385.756 | 332913.4711 | 339571.7405 | 346363.1753 | 353290.4388 | 360356.2476 | 367563.3725 | 374914.64 | 382412.9328 | 390061.1914 | 397862.4153 | 405819.6636 | 413936.0569 | 422214.778 | 430659.0735
LAVINA | LAVINA PUMP | 9375 | 8000000 |  |  |  |  | 22 | 1 | 0 | 0 | 0 | 0 | 1298918.592 | 1324896.9638 | 1351394.9031 | 1378422.8012 | 1405991.2572 | 1434111.0823 | 1462793.304 | 1492049.1701 | 1521890.1535 | 1552327.9565 | 1583374.5157 | 1615042.006 | 1647342.8461 | 1680289.703 | 1713895.4971 | 1748173.407 | 1783136.8752 | 1818799.6127 | 1855175.6049 | 1892279.117 | 1930124.6994 | 1968727.1934
LEWISTOWN #1 | LEWISTOWN #1 | 5000 | 1750000 |  |  |  |  | 22 | 1 | 0 | 0 | 0 | 0 | 284138.442 | 289821.2108 | 295617.6351 | 301529.9878 | 307560.5875 | 313711.7993 | 319986.0352 | 326385.756 | 332913.4711 | 339571.7405 | 346363.1753 | 353290.4388 | 360356.2476 | 367563.3725 | 374914.64 | 382412.9328 | 390061.1914 | 397862.4153 | 405819.6636 | 413936.0569 | 422214.778 | 430659.0735
LEWISTOWN BOULEVARD | LEWISTOWN BOULEVARD 1 | 7500 | 8000000 |  |  |  |  | 22 | 1 | 0 | 0 | 0 | 0 | 1298918.592 | 1324896.9638 | 1351394.9031 | 1378422.8012 | 1405991.2572 | 1434111.0823 | 1462793.304 | 1492049.1701 | 1521890.1535 | 1552327.9565 | 1583374.5157 | 1615042.006 | 1647342.8461 | 1680289.703 | 1713895.4971 | 1748173.407 | 1783136.8752 | 1818799.6127 | 1855175.6049 | 1892279.117 | 1930124.6994 | 1968727.1934
LEWISTOWN BOULEVARD | LEWISTOWN BOULEVARD 2 | 5000 | 1750000 |  |  |  |  | 22 | 1 | 0 | 0 | 0 | 0 | 284138.442 | 289821.2108 | 295617.6351 | 301529.9878 | 307560.5875 | 313711.7993 | 319986.0352 | 326385.756 | 332913.4711 | 339571.7405 | 346363.1753 | 353290.4388 | 360356.2476 | 367563.3725 | 374914.64 | 382412.9328 | 390061.1914 | 397862.4153 | 405819.6636 | 413936.0569 | 422214.778 | 430659.0735
LIVINGSTON NORTHSIDE | LIVINGSTON NORTHSIDE | 5000 | 1750000 |  |  |  |  | 22 | 1 | 0 | 0 | 0 | 0 | 284138.442 | 289821.2108 | 295617.6351 | 301529.9878 | 307560.5875 | 313711.7993 | 319986.0352 | 326385.756 | 332913.4711 | 339571.7405 | 346363.1753 | 353290.4388 | 360356.2476 | 367563.3725 | 374914.64 | 382412.9328 | 390061.1914 | 397862.4153 | 405819.6636 | 413936.0569 | 422214.778 | 430659.0735
LIVINGSTON WESTSIDE | LIVINGSTON WESTSIDE 1 | 12000 | 8000000 |  |  |  |  | 22 | 1 | 0 | 0 | 0 | 0 | 1298918.592 | 1324896.9638 | 1351394.9031 | 1378422.8012 | 1405991.2572 | 1434111.0823 | 1462793.304 | 1492049.1701 | 1521890.1535 | 1552327.9565 | 1583374.5157 | 1615042.006 | 1647342.8461 | 1680289.703 | 1713895.4971 | 1748173.407 | 1783136.8752 | 1818799.6127 | 1855175.6049 | 1892279.117 | 1930124.6994 | 1968727.1934
LIVINGSTON WESTSIDE | LIVINGSTON WESTSIDE BNK 2 | 12500 | 8000000 |  |  |  |  | 22 | 1 | 0 | 0 | 0 | 0 | 1298918.592 | 1324896.9638 | 1351394.9031 | 1378422.8012 | 1405991.2572 | 1434111.0823 | 1462793.304 | 1492049.1701 | 1521890.1535 | 1552327.9565 | 1583374.5157 | 1615042.006 | 1647342.8461 | 1680289.703 | 1713895.4971 | 1748173.407 | 1783136.8752 | 1818799.6127 | 1855175.6049 | 1892279.117 | 1930124.6994 | 1968727.1934
LOHMAN | LOHMAN | 2498.4 | 1750000 |  |  |  |  | 22 | 1 | 0 | 0 | 0 | 0 | 284138.442 | 289821.2108 | 295617.6351 | 301529.9878 | 307560.5875 | 313711.7993 | 319986.0352 | 326385.756 | 332913.4711 | 339571.7405 | 346363.1753 | 353290.4388 | 360356.2476 | 367563.3725 | 374914.64 | 382412.9328 | 390061.1914 | 397862.4153 | 405819.6636 | 413936.0569 | 422214.778 | 430659.0735
LOLO | LOLO | 20000 | 8000000 |  |  |  |  | 22 | 1 | 0 | 0 | 0 | 0 | 1298918.592 | 1324896.9638 | 1351394.9031 | 1378422.8012 | 1405991.2572 | 1434111.0823 | 1462793.304 | 1492049.1701 | 1521890.1535 | 1552327.9565 | 1583374.5157 | 1615042.006 | 1647342.8461 | 1680289.703 | 1713895.4971 | 1748173.407 | 1783136.8752 | 1818799.6127 | 1855175.6049 | 1892279.117 | 1930124.6994 | 1968727.1934
LOMA | LOMA | 2500 | 1750000 |  |  |  |  | 22 | 1 | 0 | 0 | 0 | 0 | 284138.442 | 289821.2108 | 295617.6351 | 301529.9878 | 307560.5875 | 313711.7993 | 319986.0352 | 326385.756 | 332913.4711 | 339571.7405 | 346363.1753 | 353290.4388 | 360356.2476 | 367563.3725 | 374914.64 | 382412.9328 | 390061.1914 | 397862.4153 | 405819.6636 | 413936.0569 | 422214.778 | 430659.0735
LOWETH | LOWETH | 6240 | 8000000 |  |  |  |  | 22 | 1 | 0 | 0 | 0 | 0 | 1298918.592 | 1324896.9638 | 1351394.9031 | 1378422.8012 | 1405991.2572 | 1434111.0823 | 1462793.304 | 1492049.1701 | 1521890.1535 | 1552327.9565 | 1583374.5157 | 1615042.006 | 1647342.8461 | 1680289.703 | 1713895.4971 | 1748173.407 | 1783136.8752 | 1818799.6127 | 1855175.6049 | 1892279.117 | 1930124.6994 | 1968727.1934
MADISON | MADISON VALLEY | 2500 | 1750000 |  |  |  |  | 22 | 1 | 0 | 0 | 0 | 0 | 284138.442 | 289821.2108 | 295617.6351 | 301529.9878 | 307560.5875 | 313711.7993 | 319986.0352 | 326385.756 | 332913.4711 | 339571.7405 | 346363.1753 | 353290.4388 | 360356.2476 | 367563.3725 | 374914.64 | 382412.9328 | 390061.1914 | 397862.4153 | 405819.6636 | 413936.0569 | 422214.778 | 430659.0735
MALTA CITY | MALTA CITY BANK 1 | 5000 | 1750000 |  |  |  |  | 22 | 1 | 0 | 0 | 0 | 0 | 284138.442 | 289821.2108 | 295617.6351 | 301529.9878 | 307560.5875 | 313711.7993 | 319986.0352 | 326385.756 | 332913.4711 | 339571.7405 | 346363.1753 | 353290.4388 | 360356.2476 | 367563.3725 | 374914.64 | 382412.9328 | 390061.1914 | 397862.4153 | 405819.6636 | 413936.0569 | 422214.778 | 430659.0735
MALTA EAST | MALTA EAST RURAL | 750 | 500000 |  |  |  |  | 22 | 1 | 0 | 0 | 0 | 0 | 81182.412 | 82806.0602 | 84462.1814 | 86151.4251 | 87874.4536 | 89631.9426 | 91424.5815 | 93253.0731 | 95118.1346 | 97020.4973 | 98960.9072 | 100940.1254 | 102958.9279 | 105018.1064 | 107118.4686 | 109260.8379 | 111446.0547 | 113674.9758 | 115948.4753 | 118267.4448 | 120632.7937 | 123045.4496
MANHATTAN | MANHATTAN | 12500 | 8000000 |  |  |  |  | 22 | 1 | 0 | 0 | 0 | 0 | 1298918.592 | 1324896.9638 | 1351394.9031 | 1378422.8012 | 1405991.2572 | 1434111.0823 | 1462793.304 | 1492049.1701 | 1521890.1535 | 1552327.9565 | 1583374.5157 | 1615042.006 | 1647342.8461 | 1680289.703 | 1713895.4971 | 1748173.407 | 1783136.8752 | 1818799.6127 | 1855175.6049 | 1892279.117 | 1930124.6994 | 1968727.1934
MARTINSDALE | MARTINSDALE | 3000 | 1750000 |  |  |  |  | 22 | 1 | 0 | 0 | 0 | 0 | 284138.442 | 289821.2108 | 295617.6351 | 301529.9878 | 307560.5875 | 313711.7993 | 319986.0352 | 326385.756 | 332913.4711 | 339571.7405 | 346363.1753 | 353290.4388 | 360356.2476 | 367563.3725 | 374914.64 | 382412.9328 | 390061.1914 | 397862.4153 | 405819.6636 | 413936.0569 | 422214.778 | 430659.0735
MELSTONE | MELSTONE | 3000 | 1750000 |  |  |  |  | 22 | 1 | 0 | 0 | 0 | 0 | 284138.442 | 289821.2108 | 295617.6351 | 301529.9878 | 307560.5875 | 313711.7993 | 319986.0352 | 326385.756 | 332913.4711 | 339571.7405 | 346363.1753 | 353290.4388 | 360356.2476 | 367563.3725 | 374914.64 | 382412.9328 | 390061.1914 | 397862.4153 | 405819.6636 | 413936.0569 | 422214.778 | 430659.0735
MELVILLE | MELVILLE | 2500 | 1750000 |  |  |  |  | 22 | 1 | 0 | 0 | 0 | 0 | 284138.442 | 289821.2108 | 295617.6351 | 301529.9878 | 307560.5875 | 313711.7993 | 319986.0352 | 326385.756 | 332913.4711 | 339571.7405 | 346363.1753 | 353290.4388 | 360356.2476 | 367563.3725 | 374914.64 | 382412.9328 | 390061.1914 | 397862.4153 | 405819.6636 | 413936.0569 | 422214.778 | 430659.0735
MISSION | MISSION | 5616 | 8000000 |  |  |  |  | 22 | 1 | 0 | 0 | 0 | 0 | 1298918.592 | 1324896.9638 | 1351394.9031 | 1378422.8012 | 1405991.2572 | 1434111.0823 | 1462793.304 | 1492049.1701 | 1521890.1535 | 1552327.9565 | 1583374.5157 | 1615042.006 | 1647342.8461 | 1680289.703 | 1713895.4971 | 1748173.407 | 1783136.8752 | 1818799.6127 | 1855175.6049 | 1892279.117 | 1930124.6994 | 1968727.1934
MOCCASIN | MOCCASIN | 1800 | 1750000 |  |  |  |  | 22 | 1 | 0 | 0 | 0 | 0 | 284138.442 | 289821.2108 | 295617.6351 | 301529.9878 | 307560.5875 | 313711.7993 | 319986.0352 | 326385.756 | 332913.4711 | 339571.7405 | 346363.1753 | 353290.4388 | 360356.2476 | 367563.3725 | 374914.64 | 382412.9328 | 390061.1914 | 397862.4153 | 405819.6636 | 413936.0569 | 422214.778 | 430659.0735
MONARCH | MONARCH | 2502 | 1750000 |  |  |  |  | 22 | 1 | 0 | 0 | 0 | 0 | 284138.442 | 289821.2108 | 295617.6351 | 301529.9878 | 307560.5875 | 313711.7993 | 319986.0352 | 326385.756 | 332913.4711 | 339571.7405 | 346363.1753 | 353290.4388 | 360356.2476 | 367563.3725 | 374914.64 | 382412.9328 | 390061.1914 | 397862.4153 | 405819.6636 | 413936.0569 | 422214.778 | 430659.0735
MONTANA PHOSPHATE | MONTANA PHOSPHATE | 6250 | 8000000 |  |  |  |  | 22 | 1 | 0 | 0 | 0 | 0 | 1298918.592 | 1324896.9638 | 1351394.9031 | 1378422.8012 | 1405991.2572 | 1434111.0823 | 1462793.304 | 1492049.1701 | 1521890.1535 | 1552327.9565 | 1583374.5157 | 1615042.006 | 1647342.8461 | 1680289.703 | 1713895.4971 | 1748173.407 | 1783136.8752 | 1818799.6127 | 1855175.6049 | 1892279.117 | 1930124.6994 | 1968727.1934
MOORE | MOORE | 2000 | 1750000 |  |  |  |  | 22 | 1 | 0 | 0 | 0 | 0 | 284138.442 | 289821.2108 | 295617.6351 | 301529.9878 | 307560.5875 | 313711.7993 | 319986.0352 | 326385.756 | 332913.4711 | 339571.7405 | 346363.1753 | 353290.4388 | 360356.2476 | 367563.3725 | 374914.64 | 382412.9328 | 390061.1914 | 397862.4153 | 405819.6636 | 413936.0569 | 422214.778 | 430659.0735
MORONY | MORONY RURAL | 1000 | 500000 |  |  |  |  | 22 | 1 | 0 | 0 | 0 | 0 | 81182.412 | 82806.0602 | 84462.1814 | 86151.4251 | 87874.4536 | 89631.9426 | 91424.5815 | 93253.0731 | 95118.1346 | 97020.4973 | 98960.9072 | 100940.1254 | 102958.9279 | 105018.1064 | 107118.4686 | 109260.8379 | 111446.0547 | 113674.9758 | 115948.4753 | 118267.4448 | 120632.7937 | 123045.4496
MUIR | MUIR | 3750 | 1750000 |  |  |  |  | 22 | 1 | 0 | 0 | 0 | 0 | 284138.442 | 289821.2108 | 295617.6351 | 301529.9878 | 307560.5875 | 313711.7993 | 319986.0352 | 326385.756 | 332913.4711 | 339571.7405 | 346363.1753 | 353290.4388 | 360356.2476 | 367563.3725 | 374914.64 | 382412.9328 | 390061.1914 | 397862.4153 | 405819.6636 | 413936.0569 | 422214.778 | 430659.0735
MUSSELSHELL | MUSSELSHELL | 7500 | 8000000 |  |  |  |  | 22 | 1 | 0 | 0 | 0 | 0 | 1298918.592 | 1324896.9638 | 1351394.9031 | 1378422.8012 | 1405991.2572 | 1434111.0823 | 1462793.304 | 1492049.1701 | 1521890.1535 | 1552327.9565 | 1583374.5157 | 1615042.006 | 1647342.8461 | 1680289.703 | 1713895.4971 | 1748173.407 | 1783136.8752 | 1818799.6127 | 1855175.6049 | 1892279.117 | 1930124.6994 | 1968727.1934
NASHUA | NASHUA | 1000 | 500000 |  |  |  |  | 22 | 1 | 0 | 0 | 0 | 0 | 81182.412 | 82806.0602 | 84462.1814 | 86151.4251 | 87874.4536 | 89631.9426 | 91424.5815 | 93253.0731 | 95118.1346 | 97020.4973 | 98960.9072 | 100940.1254 | 102958.9279 | 105018.1064 | 107118.4686 | 109260.8379 | 111446.0547 | 113674.9758 | 115948.4753 | 118267.4448 | 120632.7937 | 123045.4496
NEWMONT | NEWMONT | 3000 | 1750000 |  |  |  |  | 22 | 1 | 0 | 0 | 0 | 0 | 284138.442 | 289821.2108 | 295617.6351 | 301529.9878 | 307560.5875 | 313711.7993 | 319986.0352 | 326385.756 | 332913.4711 | 339571.7405 | 346363.1753 | 353290.4388 | 360356.2476 | 367563.3725 | 374914.64 | 382412.9328 | 390061.1914 | 397862.4153 | 405819.6636 | 413936.0569 | 422214.778 | 430659.0735
NIHILL | NIHILL | 1000 | 500000 |  |  |  |  | 22 | 1 | 0 | 0 | 0 | 0 | 81182.412 | 82806.0602 | 84462.1814 | 86151.4251 | 87874.4536 | 89631.9426 | 91424.5815 | 93253.0731 | 95118.1346 | 97020.4973 | 98960.9072 | 100940.1254 | 102958.9279 | 105018.1064 | 107118.4686 | 109260.8379 | 111446.0547 | 113674.9758 | 115948.4753 | 118267.4448 | 120632.7937 | 123045.4496
PARK CITY | PARK CITY | 2000 | 1750000 |  |  |  |  | 22 | 1 | 0 | 0 | 0 | 0 | 284138.442 | 289821.2108 | 295617.6351 | 301529.9878 | 307560.5875 | 313711.7993 | 319986.0352 | 326385.756 | 332913.4711 | 339571.7405 | 346363.1753 | 353290.4388 | 360356.2476 | 367563.3725 | 374914.64 | 382412.9328 | 390061.1914 | 397862.4153 | 405819.6636 | 413936.0569 | 422214.778 | 430659.0735
PATTERSON | PATTERSON | 12500 | 8000000 |  |  |  |  | 22 | 1 | 0 | 0 | 0 | 0 | 1298918.592 | 1324896.9638 | 1351394.9031 | 1378422.8012 | 1405991.2572 | 1434111.0823 | 1462793.304 | 1492049.1701 | 1521890.1535 | 1552327.9565 | 1583374.5157 | 1615042.006 | 1647342.8461 | 1680289.703 | 1713895.4971 | 1748173.407 | 1783136.8752 | 1818799.6127 | 1855175.6049 | 1892279.117 | 1930124.6994 | 1968727.1934
PHILIPSBURG SOUTH | PHILIPSBURG SOUTH | 14000 | 8000000 |  |  |  |  | 22 | 1 | 0 | 0 | 0 | 0 | 1298918.592 | 1324896.9638 | 1351394.9031 | 1378422.8012 | 1405991.2572 | 1434111.0823 | 1462793.304 | 1492049.1701 | 1521890.1535 | 1552327.9565 | 1583374.5157 | 1615042.006 | 1647342.8461 | 1680289.703 | 1713895.4971 | 1748173.407 | 1783136.8752 | 1818799.6127 | 1855175.6049 | 1892279.117 | 1930124.6994 | 1968727.1934
PLAINS | PLAINS | 28000 | 20000000 |  |  |  |  | 22 | 1 | 0 | 0 | 0 | 0 | 3247296.48 | 3312242.4096 | 3378487.2578 | 3446057.0029 | 3514978.143 | 3585277.7059 | 3656983.26 | 3730122.9252 | 3804725.3837 | 3880819.8914 | 3958436.2892 | 4037605.015 | 4118357.1153 | 4200724.2576 | 4284738.7427 | 4370433.5176 | 4457842.1879 | 4546999.0317 | 4637939.0123 | 4730697.7926 | 4825311.7484 | 4921817.9834
PORTAGE | PORTAGE | 1000 | 500000 |  |  |  |  | 22 | 1 | 0 | 0 | 0 | 0 | 81182.412 | 82806.0602 | 84462.1814 | 86151.4251 | 87874.4536 | 89631.9426 | 91424.5815 | 93253.0731 | 95118.1346 | 97020.4973 | 98960.9072 | 100940.1254 | 102958.9279 | 105018.1064 | 107118.4686 | 109260.8379 | 111446.0547 | 113674.9758 | 115948.4753 | 118267.4448 | 120632.7937 | 123045.4496
POWER | POWER | 2000 | 1750000 |  |  |  |  | 22 | 1 | 0 | 0 | 0 | 0 | 284138.442 | 289821.2108 | 295617.6351 | 301529.9878 | 307560.5875 | 313711.7993 | 319986.0352 | 326385.756 | 332913.4711 | 339571.7405 | 346363.1753 | 353290.4388 | 360356.2476 | 367563.3725 | 374914.64 | 382412.9328 | 390061.1914 | 397862.4153 | 405819.6636 | 413936.0569 | 422214.778 | 430659.0735
RAILWELDER | RAILWELDER | 5000 | 1750000 |  |  |  |  | 22 | 1 | 0 | 0 | 0 | 0 | 284138.442 | 289821.2108 | 295617.6351 | 301529.9878 | 307560.5875 | 313711.7993 | 319986.0352 | 326385.756 | 332913.4711 | 339571.7405 | 346363.1753 | 353290.4388 | 360356.2476 | 367563.3725 | 374914.64 | 382412.9328 | 390061.1914 | 397862.4153 | 405819.6636 | 413936.0569 | 422214.778 | 430659.0735
RED LODGE NORTHSIDE | RED LODGE NORTHSIDE | 12500 | 8000000 |  |  |  |  | 22 | 1 | 0 | 0 | 0 | 0 | 1298918.592 | 1324896.9638 | 1351394.9031 | 1378422.8012 | 1405991.2572 | 1434111.0823 | 1462793.304 | 1492049.1701 | 1521890.1535 | 1552327.9565 | 1583374.5157 | 1615042.006 | 1647342.8461 | 1680289.703 | 1713895.4971 | 1748173.407 | 1783136.8752 | 1818799.6127 | 1855175.6049 | 1892279.117 | 1930124.6994 | 1968727.1934
RENOVA | RENOVA | 3125 | 1750000 |  |  |  |  | 22 | 1 | 0 | 0 | 0 | 0 | 284138.442 | 289821.2108 | 295617.6351 | 301529.9878 | 307560.5875 | 313711.7993 | 319986.0352 | 326385.756 | 332913.4711 | 339571.7405 | 346363.1753 | 353290.4388 | 360356.2476 | 367563.3725 | 374914.64 | 382412.9328 | 390061.1914 | 397862.4153 | 405819.6636 | 413936.0569 | 422214.778 | 430659.0735
RESERVE ST | RESERVE ST BANK 2 | 25000 | 20000000 |  |  |  |  | 22 | 1 | 0 | 0 | 0 | 0 | 3247296.48 | 3312242.4096 | 3378487.2578 | 3446057.0029 | 3514978.143 | 3585277.7059 | 3656983.26 | 3730122.9252 | 3804725.3837 | 3880819.8914 | 3958436.2892 | 4037605.015 | 4118357.1153 | 4200724.2576 | 4284738.7427 | 4370433.5176 | 4457842.1879 | 4546999.0317 | 4637939.0123 | 4730697.7926 | 4825311.7484 | 4921817.9834
RIVERSIDE | RIVERSIDE | 12500 | 8000000 |  |  |  |  | 22 | 1 | 0 | 0 | 0 | 0 | 1298918.592 | 1324896.9638 | 1351394.9031 | 1378422.8012 | 1405991.2572 | 1434111.0823 | 1462793.304 | 1492049.1701 | 1521890.1535 | 1552327.9565 | 1583374.5157 | 1615042.006 | 1647342.8461 | 1680289.703 | 1713895.4971 | 1748173.407 | 1783136.8752 | 1818799.6127 | 1855175.6049 | 1892279.117 | 1930124.6994 | 1968727.1934
ROCKVALE | ROCKVALE | 3125 | 1750000 |  |  |  |  | 22 | 1 | 0 | 0 | 0 | 0 | 284138.442 | 289821.2108 | 295617.6351 | 301529.9878 | 307560.5875 | 313711.7993 | 319986.0352 | 326385.756 | 332913.4711 | 339571.7405 | 346363.1753 | 353290.4388 | 360356.2476 | 367563.3725 | 374914.64 | 382412.9328 | 390061.1914 | 397862.4153 | 405819.6636 | 413936.0569 | 422214.778 | 430659.0735
ROUNDUP | ROUNDUP BANK 2 | 5000 | 1750000 |  |  |  |  | 22 | 1 | 0 | 0 | 0 | 0 | 284138.442 | 289821.2108 | 295617.6351 | 301529.9878 | 307560.5875 | 313711.7993 | 319986.0352 | 326385.756 | 332913.4711 | 339571.7405 | 346363.1753 | 353290.4388 | 360356.2476 | 367563.3725 | 374914.64 | 382412.9328 | 390061.1914 | 397862.4153 | 405819.6636 | 413936.0569 | 422214.778 | 430659.0735
ROUNDUP | ROUNDUP BANK 4 | 3750 | 1750000 |  |  |  |  | 22 | 1 | 0 | 0 | 0 | 0 | 284138.442 | 289821.2108 | 295617.6351 | 301529.9878 | 307560.5875 | 313711.7993 | 319986.0352 | 326385.756 | 332913.4711 | 339571.7405 | 346363.1753 | 353290.4388 | 360356.2476 | 367563.3725 | 374914.64 | 382412.9328 | 390061.1914 | 397862.4153 | 405819.6636 | 413936.0569 | 422214.778 | 430659.0735
RUDYARD | RUDYARD | 1500 | 1750000 |  |  |  |  | 22 | 1 | 0 | 0 | 0 | 0 | 284138.442 | 289821.2108 | 295617.6351 | 301529.9878 | 307560.5875 | 313711.7993 | 319986.0352 | 326385.756 | 332913.4711 | 339571.7405 | 346363.1753 | 353290.4388 | 360356.2476 | 367563.3725 | 374914.64 | 382412.9328 | 390061.1914 | 397862.4153 | 405819.6636 | 413936.0569 | 422214.778 | 430659.0735
RUSSELL STREET | RUSSELL STREET #2 BANK 1 | 20000 | 8000000 |  |  |  |  | 22 | 1 | 0 | 0 | 0 | 0 | 1298918.592 | 1324896.9638 | 1351394.9031 | 1378422.8012 | 1405991.2572 | 1434111.0823 | 1462793.304 | 1492049.1701 | 1521890.1535 | 1552327.9565 | 1583374.5157 | 1615042.006 | 1647342.8461 | 1680289.703 | 1713895.4971 | 1748173.407 | 1783136.8752 | 1818799.6127 | 1855175.6049 | 1892279.117 | 1930124.6994 | 1968727.1934
RUSSELL STREET | RUSSELL STREET #2 BANK 2 | 20000 | 8000000 |  |  |  |  | 22 | 1 | 0 | 0 | 0 | 0 | 1298918.592 | 1324896.9638 | 1351394.9031 | 1378422.8012 | 1405991.2572 | 1434111.0823 | 1462793.304 | 1492049.1701 | 1521890.1535 | 1552327.9565 | 1583374.5157 | 1615042.006 | 1647342.8461 | 1680289.703 | 1713895.4971 | 1748173.407 | 1783136.8752 | 1818799.6127 | 1855175.6049 | 1892279.117 | 1930124.6994 | 1968727.1934
RUSSELL STREET | RUSSELL STREET #2 BANK 3 | 20000 | 8000000 |  |  |  |  | 22 | 1 | 0 | 0 | 0 | 0 | 1298918.592 | 1324896.9638 | 1351394.9031 | 1378422.8012 | 1405991.2572 | 1434111.0823 | 1462793.304 | 1492049.1701 | 1521890.1535 | 1552327.9565 | 1583374.5157 | 1615042.006 | 1647342.8461 | 1680289.703 | 1713895.4971 | 1748173.407 | 1783136.8752 | 1818799.6127 | 1855175.6049 | 1892279.117 | 1930124.6994 | 1968727.1934
RYEGATE | RYEGATE | 1000 | 500000 |  |  |  |  | 22 | 1 | 0 | 0 | 0 | 0 | 81182.412 | 82806.0602 | 84462.1814 | 86151.4251 | 87874.4536 | 89631.9426 | 91424.5815 | 93253.0731 | 95118.1346 | 97020.4973 | 98960.9072 | 100940.1254 | 102958.9279 | 105018.1064 | 107118.4686 | 109260.8379 | 111446.0547 | 113674.9758 | 115948.4753 | 118267.4448 | 120632.7937 | 123045.4496
SACO | SACO | 999 | 500000 |  |  |  |  | 22 | 1 | 0 | 0 | 0 | 0 | 81182.412 | 82806.0602 | 84462.1814 | 86151.4251 | 87874.4536 | 89631.9426 | 91424.5815 | 93253.0731 | 95118.1346 | 97020.4973 | 98960.9072 | 100940.1254 | 102958.9279 | 105018.1064 | 107118.4686 | 109260.8379 | 111446.0547 | 113674.9758 | 115948.4753 | 118267.4448 | 120632.7937 | 123045.4496
SHERIDAN CITY | SHERIDAN CITY | 5000 | 1750000 |  |  |  |  | 22 | 1 | 0 | 0 | 0 | 0 | 284138.442 | 289821.2108 | 295617.6351 | 301529.9878 | 307560.5875 | 313711.7993 | 319986.0352 | 326385.756 | 332913.4711 | 339571.7405 | 346363.1753 | 353290.4388 | 360356.2476 | 367563.3725 | 374914.64 | 382412.9328 | 390061.1914 | 397862.4153 | 405819.6636 | 413936.0569 | 422214.778 | 430659.0735
SHILOH | SHILOH | 50000 | 20000000 |  |  |  |  | 22 | 1 | 0 | 0 | 0 | 0 | 3247296.48 | 3312242.4096 | 3378487.2578 | 3446057.0029 | 3514978.143 | 3585277.7059 | 3656983.26 | 3730122.9252 | 3804725.3837 | 3880819.8914 | 3958436.2892 | 4037605.015 | 4118357.1153 | 4200724.2576 | 4284738.7427 | 4370433.5176 | 4457842.1879 | 4546999.0317 | 4637939.0123 | 4730697.7926 | 4825311.7484 | 4921817.9834
GFALLS SOUTHSIDE | SOUTHSIDE EAST BANK | 20000 | 8000000 |  |  |  |  | 22 | 1 | 0 | 0 | 0 | 0 | 1298918.592 | 1324896.9638 | 1351394.9031 | 1378422.8012 | 1405991.2572 | 1434111.0823 | 1462793.304 | 1492049.1701 | 1521890.1535 | 1552327.9565 | 1583374.5157 | 1615042.006 | 1647342.8461 | 1680289.703 | 1713895.4971 | 1748173.407 | 1783136.8752 | 1818799.6127 | 1855175.6049 | 1892279.117 | 1930124.6994 | 1968727.1934
GFALLS SOUTHSIDE | SOUTHSIDE WEST BANK | 20000 | 8000000 |  |  |  |  | 22 | 1 | 0 | 0 | 0 | 0 | 1298918.592 | 1324896.9638 | 1351394.9031 | 1378422.8012 | 1405991.2572 | 1434111.0823 | 1462793.304 | 1492049.1701 | 1521890.1535 | 1552327.9565 | 1583374.5157 | 1615042.006 | 1647342.8461 | 1680289.703 | 1713895.4971 | 1748173.407 | 1783136.8752 | 1818799.6127 | 1855175.6049 | 1892279.117 | 1930124.6994 | 1968727.1934
SPOKANE BENCH | SPOKANE BENCH | 6250 | 8000000 |  |  |  |  | 22 | 1 | 0 | 0 | 0 | 0 | 1298918.592 | 1324896.9638 | 1351394.9031 | 1378422.8012 | 1405991.2572 | 1434111.0823 | 1462793.304 | 1492049.1701 | 1521890.1535 | 1552327.9565 | 1583374.5157 | 1615042.006 | 1647342.8461 | 1680289.703 | 1713895.4971 | 1748173.407 | 1783136.8752 | 1818799.6127 | 1855175.6049 | 1892279.117 | 1930124.6994 | 1968727.1934
SPRINGDALE PUMP | SPRINGDALE PUMP | 3750 | 1750000 |  |  |  |  | 22 | 1 | 0 | 0 | 0 | 0 | 284138.442 | 289821.2108 | 295617.6351 | 301529.9878 | 307560.5875 | 313711.7993 | 319986.0352 | 326385.756 | 332913.4711 | 339571.7405 | 346363.1753 | 353290.4388 | 360356.2476 | 367563.3725 | 374914.64 | 382412.9328 | 390061.1914 | 397862.4153 | 405819.6636 | 413936.0569 | 422214.778 | 430659.0735
ST. REGIS | ST. REGIS | 7000 | 8000000 |  |  |  |  | 22 | 1 | 0 | 0 | 0 | 0 | 1298918.592 | 1324896.9638 | 1351394.9031 | 1378422.8012 | 1405991.2572 | 1434111.0823 | 1462793.304 | 1492049.1701 | 1521890.1535 | 1552327.9565 | 1583374.5157 | 1615042.006 | 1647342.8461 | 1680289.703 | 1713895.4971 | 1748173.407 | 1783136.8752 | 1818799.6127 | 1855175.6049 | 1892279.117 | 1930124.6994 | 1968727.1934
STANFORD CITY | STANFORD CITY | 5000 | 1750000 |  |  |  |  | 22 | 1 | 0 | 0 | 0 | 0 | 284138.442 | 289821.2108 | 295617.6351 | 301529.9878 | 307560.5875 | 313711.7993 | 319986.0352 | 326385.756 | 332913.4711 | 339571.7405 | 346363.1753 | 353290.4388 | 360356.2476 | 367563.3725 | 374914.64 | 382412.9328 | 390061.1914 | 397862.4153 | 405819.6636 | 413936.0569 | 422214.778 | 430659.0735
STEVENSVILLE | STEVENSVILLE | 25000 | 20000000 |  |  |  |  | 22 | 1 | 0 | 0 | 0 | 0 | 3247296.48 | 3312242.4096 | 3378487.2578 | 3446057.0029 | 3514978.143 | 3585277.7059 | 3656983.26 | 3730122.9252 | 3804725.3837 | 3880819.8914 | 3958436.2892 | 4037605.015 | 4118357.1153 | 4200724.2576 | 4284738.7427 | 4370433.5176 | 4457842.1879 | 4546999.0317 | 4637939.0123 | 4730697.7926 | 4825311.7484 | 4921817.9834
STILLWATER | STILLWATER | 35000 | 20000000 |  |  |  |  | 22 | 1 | 0 | 0 | 0 | 0 | 3247296.48 | 3312242.4096 | 3378487.2578 | 3446057.0029 | 3514978.143 | 3585277.7059 | 3656983.26 | 3730122.9252 | 3804725.3837 | 3880819.8914 | 3958436.2892 | 4037605.015 | 4118357.1153 | 4200724.2576 | 4284738.7427 | 4370433.5176 | 4457842.1879 | 4546999.0317 | 4637939.0123 | 4730697.7926 | 4825311.7484 | 4921817.9834
STOCKETT | STOCKETT | 2500 | 1750000 |  |  |  |  | 22 | 1 | 0 | 0 | 0 | 0 | 284138.442 | 289821.2108 | 295617.6351 | 301529.9878 | 307560.5875 | 313711.7993 | 319986.0352 | 326385.756 | 332913.4711 | 339571.7405 | 346363.1753 | 353290.4388 | 360356.2476 | 367563.3725 | 374914.64 | 382412.9328 | 390061.1914 | 397862.4153 | 405819.6636 | 413936.0569 | 422214.778 | 430659.0735
STRAW | STRAW | 2000 | 1750000 |  |  |  |  | 22 | 1 | 0 | 0 | 0 | 0 | 284138.442 | 289821.2108 | 295617.6351 | 301529.9878 | 307560.5875 | 313711.7993 | 319986.0352 | 326385.756 | 332913.4711 | 339571.7405 | 346363.1753 | 353290.4388 | 360356.2476 | 367563.3725 | 374914.64 | 382412.9328 | 390061.1914 | 397862.4153 | 405819.6636 | 413936.0569 | 422214.778 | 430659.0735
SUMATRA | SUMATRA | 5000 | 1750000 |  |  |  |  | 22 | 1 | 0 | 0 | 0 | 0 | 284138.442 | 289821.2108 | 295617.6351 | 301529.9878 | 307560.5875 | 313711.7993 | 319986.0352 | 326385.756 | 332913.4711 | 339571.7405 | 346363.1753 | 353290.4388 | 360356.2476 | 367563.3725 | 374914.64 | 382412.9328 | 390061.1914 | 397862.4153 | 405819.6636 | 413936.0569 | 422214.778 | 430659.0735
SUPERIOR | SUPERIOR | 5000 | 1750000 |  |  |  |  | 22 | 1 | 0 | 0 | 0 | 0 | 284138.442 | 289821.2108 | 295617.6351 | 301529.9878 | 307560.5875 | 313711.7993 | 319986.0352 | 326385.756 | 332913.4711 | 339571.7405 | 346363.1753 | 353290.4388 | 360356.2476 | 367563.3725 | 374914.64 | 382412.9328 | 390061.1914 | 397862.4153 | 405819.6636 | 413936.0569 | 422214.778 | 430659.0735
TARGET RANGE | TARGET RANGE #7 - 1 | 20000 | 8000000 |  |  |  |  | 22 | 1 | 0 | 0 | 0 | 0 | 1298918.592 | 1324896.9638 | 1351394.9031 | 1378422.8012 | 1405991.2572 | 1434111.0823 | 1462793.304 | 1492049.1701 | 1521890.1535 | 1552327.9565 | 1583374.5157 | 1615042.006 | 1647342.8461 | 1680289.703 | 1713895.4971 | 1748173.407 | 1783136.8752 | 1818799.6127 | 1855175.6049 | 1892279.117 | 1930124.6994 | 1968727.1934
TARGET RANGE | TARGET RANGE #7 - 2 | 20000 | 8000000 |  |  |  |  | 22 | 1 | 0 | 0 | 0 | 0 | 1298918.592 | 1324896.9638 | 1351394.9031 | 1378422.8012 | 1405991.2572 | 1434111.0823 | 1462793.304 | 1492049.1701 | 1521890.1535 | 1552327.9565 | 1583374.5157 | 1615042.006 | 1647342.8461 | 1680289.703 | 1713895.4971 | 1748173.407 | 1783136.8752 | 1818799.6127 | 1855175.6049 | 1892279.117 | 1930124.6994 | 1968727.1934
THOMPSON FALLS | THOMPSON FALLS CITY | 20000 | 8000000 |  |  |  |  | 22 | 1 | 0 | 0 | 0 | 0 | 1298918.592 | 1324896.9638 | 1351394.9031 | 1378422.8012 | 1405991.2572 | 1434111.0823 | 1462793.304 | 1492049.1701 | 1521890.1535 | 1552327.9565 | 1583374.5157 | 1615042.006 | 1647342.8461 | 1680289.703 | 1713895.4971 | 1748173.407 | 1783136.8752 | 1818799.6127 | 1855175.6049 | 1892279.117 | 1930124.6994 | 1968727.1934
TODD | TODD | 7500 | 8000000 |  |  |  |  | 22 | 1 | 0 | 0 | 0 | 0 | 1298918.592 | 1324896.9638 | 1351394.9031 | 1378422.8012 | 1405991.2572 | 1434111.0823 | 1462793.304 | 1492049.1701 | 1521890.1535 | 1552327.9565 | 1583374.5157 | 1615042.006 | 1647342.8461 | 1680289.703 | 1713895.4971 | 1748173.407 | 1783136.8752 | 1818799.6127 | 1855175.6049 | 1892279.117 | 1930124.6994 | 1968727.1934
TOSTON | TOSTON | 6250 | 8000000 |  |  |  |  | 22 | 1 | 0 | 0 | 0 | 0 | 1298918.592 | 1324896.9638 | 1351394.9031 | 1378422.8012 | 1405991.2572 | 1434111.0823 | 1462793.304 | 1492049.1701 | 1521890.1535 | 1552327.9565 | 1583374.5157 | 1615042.006 | 1647342.8461 | 1680289.703 | 1713895.4971 | 1748173.407 | 1783136.8752 | 1818799.6127 | 1855175.6049 | 1892279.117 | 1930124.6994 | 1968727.1934
TOWNSEND | TOWNSEND | 20000 | 8000000 |  |  |  |  | 22 | 1 | 0 | 0 | 0 | 0 | 1298918.592 | 1324896.9638 | 1351394.9031 | 1378422.8012 | 1405991.2572 | 1434111.0823 | 1462793.304 | 1492049.1701 | 1521890.1535 | 1552327.9565 | 1583374.5157 | 1615042.006 | 1647342.8461 | 1680289.703 | 1713895.4971 | 1748173.407 | 1783136.8752 | 1818799.6127 | 1855175.6049 | 1892279.117 | 1930124.6994 | 1968727.1934
TUNIS | TUNIS SUB | 6250 | 8000000 |  |  |  |  | 22 | 1 | 0 | 0 | 0 | 0 | 1298918.592 | 1324896.9638 | 1351394.9031 | 1378422.8012 | 1405991.2572 | 1434111.0823 | 1462793.304 | 1492049.1701 | 1521890.1535 | 1552327.9565 | 1583374.5157 | 1615042.006 | 1647342.8461 | 1680289.703 | 1713895.4971 | 1748173.407 | 1783136.8752 | 1818799.6127 | 1855175.6049 | 1892279.117 | 1930124.6994 | 1968727.1934
TWIN BRIDGES | TWIN BRIDGES | 3000 | 1750000 |  |  |  |  | 22 | 1 | 0 | 0 | 0 | 0 | 284138.442 | 289821.2108 | 295617.6351 | 301529.9878 | 307560.5875 | 313711.7993 | 319986.0352 | 326385.756 | 332913.4711 | 339571.7405 | 346363.1753 | 353290.4388 | 360356.2476 | 367563.3725 | 374914.64 | 382412.9328 | 390061.1914 | 397862.4153 | 405819.6636 | 413936.0569 | 422214.778 | 430659.0735
TWO DOT | TWO DOT | 1000 | 500000 |  |  |  |  | 22 | 1 | 0 | 0 | 0 | 0 | 81182.412 | 82806.0602 | 84462.1814 | 86151.4251 | 87874.4536 | 89631.9426 | 91424.5815 | 93253.0731 | 95118.1346 | 97020.4973 | 98960.9072 | 100940.1254 | 102958.9279 | 105018.1064 | 107118.4686 | 109260.8379 | 111446.0547 | 113674.9758 | 115948.4753 | 118267.4448 | 120632.7937 | 123045.4496
ULM | ULM | 10000 | 8000000 |  |  |  |  | 22 | 1 | 0 | 0 | 0 | 0 | 1298918.592 | 1324896.9638 | 1351394.9031 | 1378422.8012 | 1405991.2572 | 1434111.0823 | 1462793.304 | 1492049.1701 | 1521890.1535 | 1552327.9565 | 1583374.5157 | 1615042.006 | 1647342.8461 | 1680289.703 | 1713895.4971 | 1748173.407 | 1783136.8752 | 1818799.6127 | 1855175.6049 | 1892279.117 | 1930124.6994 | 1968727.1934
UTICA PUMP | UTICA PUMP | 9375 | 8000000 |  |  |  |  | 22 | 1 | 0 | 0 | 0 | 0 | 1298918.592 | 1324896.9638 | 1351394.9031 | 1378422.8012 | 1405991.2572 | 1434111.0823 | 1462793.304 | 1492049.1701 | 1521890.1535 | 1552327.9565 | 1583374.5157 | 1615042.006 | 1647342.8461 | 1680289.703 | 1713895.4971 | 1748173.407 | 1783136.8752 | 1818799.6127 | 1855175.6049 | 1892279.117 | 1930124.6994 | 1968727.1934
VALIER | VALIER | 1500 | 1750000 |  |  |  |  | 22 | 1 | 0 | 0 | 0 | 0 | 284138.442 | 289821.2108 | 295617.6351 | 301529.9878 | 307560.5875 | 313711.7993 | 319986.0352 | 326385.756 | 332913.4711 | 339571.7405 | 346363.1753 | 353290.4388 | 360356.2476 | 367563.3725 | 374914.64 | 382412.9328 | 390061.1914 | 397862.4153 | 405819.6636 | 413936.0569 | 422214.778 | 430659.0735
VALIER - WILLIAMS | VALIER - WILLIAMS | 14000 | 8000000 |  |  |  |  | 22 | 1 | 0 | 0 | 0 | 0 | 1298918.592 | 1324896.9638 | 1351394.9031 | 1378422.8012 | 1405991.2572 | 1434111.0823 | 1462793.304 | 1492049.1701 | 1521890.1535 | 1552327.9565 | 1583374.5157 | 1615042.006 | 1647342.8461 | 1680289.703 | 1713895.4971 | 1748173.407 | 1783136.8752 | 1818799.6127 | 1855175.6049 | 1892279.117 | 1930124.6994 | 1968727.1934
VALIER-BULLHEAD | VALIER-BULLHEAD | 3000 | 1750000 |  |  |  |  | 22 | 1 | 0 | 0 | 0 | 0 | 284138.442 | 289821.2108 | 295617.6351 | 301529.9878 | 307560.5875 | 313711.7993 | 319986.0352 | 326385.756 | 332913.4711 | 339571.7405 | 346363.1753 | 353290.4388 | 360356.2476 | 367563.3725 | 374914.64 | 382412.9328 | 390061.1914 | 397862.4153 | 405819.6636 | 413936.0569 | 422214.778 | 430659.0735
VAUGHN | VAUGHN | 5000 | 1750000 |  |  |  |  | 22 | 1 | 0 | 0 | 0 | 0 | 284138.442 | 289821.2108 | 295617.6351 | 301529.9878 | 307560.5875 | 313711.7993 | 319986.0352 | 326385.756 | 332913.4711 | 339571.7405 | 346363.1753 | 353290.4388 | 360356.2476 | 367563.3725 | 374914.64 | 382412.9328 | 390061.1914 | 397862.4153 | 405819.6636 | 413936.0569 | 422214.778 | 430659.0735
VIRGINIA | VIRGINIA CITY | 2500 | 1750000 |  |  |  |  | 22 | 1 | 0 | 0 | 0 | 0 | 284138.442 | 289821.2108 | 295617.6351 | 301529.9878 | 307560.5875 | 313711.7993 | 319986.0352 | 326385.756 | 332913.4711 | 339571.7405 | 346363.1753 | 353290.4388 | 360356.2476 | 367563.3725 | 374914.64 | 382412.9328 | 390061.1914 | 397862.4153 | 405819.6636 | 413936.0569 | 422214.778 | 430659.0735
WAYNE PUMP | WAYNE PUMP | 9375 | 8000000 |  |  |  |  | 22 | 1 | 0 | 0 | 0 | 0 | 1298918.592 | 1324896.9638 | 1351394.9031 | 1378422.8012 | 1405991.2572 | 1434111.0823 | 1462793.304 | 1492049.1701 | 1521890.1535 | 1552327.9565 | 1583374.5157 | 1615042.006 | 1647342.8461 | 1680289.703 | 1713895.4971 | 1748173.407 | 1783136.8752 | 1818799.6127 | 1855175.6049 | 1892279.117 | 1930124.6994 | 1968727.1934
WHITEHALL | WHITEHALL | 5000 | 1750000 |  |  |  |  | 22 | 1 | 0 | 0 | 0 | 0 | 284138.442 | 289821.2108 | 295617.6351 | 301529.9878 | 307560.5875 | 313711.7993 | 319986.0352 | 326385.756 | 332913.4711 | 339571.7405 | 346363.1753 | 353290.4388 | 360356.2476 | 367563.3725 | 374914.64 | 382412.9328 | 390061.1914 | 397862.4153 | 405819.6636 | 413936.0569 | 422214.778 | 430659.0735
WILLOW CREEK | WILLOW CREEK | 2500 | 1750000 |  |  |  |  | 22 | 1 | 0 | 0 | 0 | 0 | 284138.442 | 289821.2108 | 295617.6351 | 301529.9878 | 307560.5875 | 313711.7993 | 319986.0352 | 326385.756 | 332913.4711 | 339571.7405 | 346363.1753 | 353290.4388 | 360356.2476 | 367563.3725 | 374914.64 | 382412.9328 | 390061.1914 | 397862.4153 | 405819.6636 | 413936.0569 | 422214.778 | 430659.0735
WINDHAM | WINDHAM | 1000 | 500000 |  |  |  |  | 22 | 1 | 0 | 0 | 0 | 0 | 81182.412 | 82806.0602 | 84462.1814 | 86151.4251 | 87874.4536 | 89631.9426 | 91424.5815 | 93253.0731 | 95118.1346 | 97020.4973 | 98960.9072 | 100940.1254 | 102958.9279 | 105018.1064 | 107118.4686 | 109260.8379 | 111446.0547 | 113674.9758 | 115948.4753 | 118267.4448 | 120632.7937 | 123045.4496
WOLF | WOLF CREEK | 4992 | 1750000 |  |  |  |  | 22 | 1 | 0 | 0 | 0 | 0 | 284138.442 | 289821.2108 | 295617.6351 | 301529.9878 | 307560.5875 | 313711.7993 | 319986.0352 | 326385.756 | 332913.4711 | 339571.7405 | 346363.1753 | 353290.4388 | 360356.2476 | 367563.3725 | 374914.64 | 382412.9328 | 390061.1914 | 397862.4153 | 405819.6636 | 413936.0569 | 422214.778 | 430659.0735
ZURICH | ZURICH | 1503 | 1750000 |  |  |  |  | 22 | 1 | 0 | 0 | 0 | 0 | 284138.442 | 289821.2108 | 295617.6351 | 301529.9878 | 307560.5875 | 313711.7993 | 319986.0352 | 326385.756 | 332913.4711 | 339571.7405 | 346363.1753 | 353290.4388 | 360356.2476 | 367563.3725 | 374914.64 | 382412.9328 | 390061.1914 | 397862.4153 | 405819.6636 | 413936.0569 | 422214.778 | 430659.0735
Solar Capacities - High (kW of Capacity Equivalence)
Substation | Transformer | Nameplate | Peak 2017 Loading | Winter Peak | Summer Peak | Peak Season | Planned Substation Upgrade | Capacity Equivalence Factor | % of System Load | 2017 | 2018 | 2019 | 2020 | 2021 | 2022 | 2023 | 2024 | 2025 | 2026 | 2027 | 2028 | 2029 | 2030 | 2031 | 2032 | 2033 | 2034 | 2035 | 2036 | 2037 | 2038 | 2039 | 2040 | 2041 | 2042 | 2043 | 2044 | 2045
ABSAROKEE | ABSAROKEE | 6250 |  |  |  |  | 0 | 52.14% | 0.3527% | 0 | 0 | 0 | 0 | 0 | 0 | 0 | 0 | 0 | 0 | 0 | 0 | 0 | 0 | 0 | 0 | 0 | 0 | 0 | 0 | 0 | 0 | 0 | 0 | 0 | 0 | 0 | 0 | 0
ALBERTON | ALBERTON | 2500 |  |  |  |  | 1 | 52.14% | 0.2619% | 0 | 0 | 0 | 0 | 0 | 0 | 0 | 0 | 0 | 0 | 0 | 0 | 0 | 0 | 0 | 0 | 0 | 0 | 0 | 0 | 0 | 0 | 0 | 0 | 0 | 0 | 0 | 0 | 0
AMSTERDAM | AMSTERDAM | 5500 |  |  |  |  | 1 | 52.14% | 0.3976% | 0 | 0 | 0 | 0 | 0 | 0 | 0 | 0 | 0 | 0 | 0 | 0 | 0 | 0 | 0 | 0 | 0 | 0 | 0 | 0 | 0 | 0 | 0 | 0 | 0 | 0 | 787.2493 | 800.9794 | 815.5184
ANACONDA CITY | ANACONDA CITY 3 | 10000 |  |  |  |  | 0 | 52.14% | 0.6582% | 0 | 0 | 0 | 0 | 0 | 0 | 0 | 0 | 0 | 0 | 0 | 0 | 0 | 0 | 0 | 0 | 0 | 0 | 0 | 0 | 0 | 0 | 0 | 0 | 0 | 0 | 0 | 0 | 0
ANACONDA CITY | ANACONDA CITY 4 | 10000 |  |  |  |  | 0 | 52.14% | 0.5084% | 0 | 0 | 0 | 0 | 0 | 0 | 0 | 0 | 0 | 0 | 0 | 0 | 0 | 0 | 0 | 0 | 0 | 0 | 0 | 0 | 0 | 0 | 0 | 0 | 0 | 0 | 733.6611 | 736.0584 | 738.4635
AUGUSTA | AUGUSTA | 1500 |  |  |  |  | 0 | 52.14% | 0.06775% | 0 | 0 | 0 | 0 | 0 | 0 | 0 | 0 | 0 | 0 | 0 | 0 | 0 | 0 | 0 | 0 | 0 | 0 | 0 | 0 | 0 | 0 | 0 | 0 | 0 | 0 | 134.1627 | 136.5026 | 138.9803
BARBER | BARBER | 750 |  |  |  |  | 0 | 52.14% | 0.01847% | 0 | 0 | 0 | 0 | 0 | 0 | 0 | 0 | 0 | 0 | 0 | 0 | 0 | 0 | 0 | 0 | 0 | 0 | 0 | 0 | 0 | 0 | 0 | 0 | 0 | 0 | 36.5812 | 37.2192 | 37.8948
BASIN | BASIN | 750 |  |  |  |  | 0 | 52.14% | 0.04358% | 0 | 0 | 0 | 0 | 0 | 0 | 0 | 0 | 0 | 0 | 0 | 0 | 0 | 0 | 0 | 0 | 0 | 0 | 0 | 0 | 0 | 0 | 0 | 0 | 0 | 0 | 53.6623 | 53.9366 | 54.2123
BELGRADE | BELGRADE 1 | 20000 |  |  |  |  | 0 | 52.14% | 1.544% | 0 | 0 | 0 | 0 | 0 | 0 | 0 | 0 | 0 | 0 | 0 | 0 | 0 | 0 | 0 | 0 | 0 | 0 | 0 | 0 | 0 | 0 | 0 | 0 | 0 | 0 | 0 | 0 | 0
BELGRADE | BELGRADE 2 | 20000 |  |  |  |  | 0 | 52.14% | 1.314% | 0 | 0 | 0 | 0 | 0 | 0 | 0 | 0 | 0 | 0 | 0 | 0 | 0 | 0 | 0 | 0 | 0 | 0 | 0 | 0 | 0 | 0 | 0 | 0 | 0 | 0 | 0 | 0 | 0
BELT | BELT | 5000 |  |  |  |  | 0 | 52.14% | 0.1067% | 0 | 0 | 0 | 0 | 0 | 0 | 0 | 0 | 0 | 0 | 0 | 0 | 0 | 0 | 0 | 0 | 0 | 0 | 0 | 0 | 0 | 0 | 0 | 0 | 0 | 0 | 0 | 0 | 0
BIG SANDY | BIG SANDY | 2500 |  |  |  |  | 0 | 52.14% | 0.1093% | 0 | 0 | 0 | 0 | 0 | 0 | 0 | 0 | 0 | 0 | 0 | 0 | 0 | 0 | 0 | 0 | 0 | 0 | 0 | 0 | 0 | 0 | 0 | 0 | 0 | 0 | 149.2258 | 150.434 | 151.6521
LONE MOUNTAIN | BIG SKY LONE MOUNTAIN BANK 1 | 42000 |  |  |  |  | 0 | 52.14% | 0.7388% | 0 | 0 | 0 | 0 | 0 | 0 | 0 | 0 | 0 | 0 | 0 | 0 | 0 | 0 | 0 | 0 | 0 | 0 | 0 | 0 | 0 | 0 | 0 | 0 | 0 | 0 | 0 | 0 | 0
LONE MOUNTAIN | BIG SKY LONE MOUNTAIN BANK 2 | 42000 |  |  |  |  | 0 | 52.14% | 0.304% | 0 | 0 | 0 | 0 | 0 | 0 | 0 | 0 | 0 | 0 | 0 | 0 | 0 | 0 | 0 | 0 | 0 | 0 | 0 | 0 | 0 | 0 | 0 | 0 | 0 | 0 | 0 | 0 | 0
BIG SKY MEADOW | BIG SKY MEADOW VILLAGE | 25000 |  |  |  |  | 0 | 52.14% | 1.688% | 0 | 0 | 0 | 0 | 0 | 0 | 0 | 0 | 0 | 0 | 0 | 0 | 0 | 0 | 0 | 0 | 0 | 0 | 0 | 0 | 0 | 0 | 0 | 0 | 0 | 0 | 0 | 0 | 0
BIG TIMBER | BIG TIMBER | 6250 |  |  |  |  | 0 | 52.14% | 1.643% | 0 | 0 | 0 | 0 | 0 | 0 | 0 | 0 | 0 | 0 | 0 | 0 | 0 | 0 | 0 | 0 | 0 | 0 | 0 | 0 | 0 | 0 | 0 | 0 | 0 | 0 | 0 | 0 | 0
BILLINGS 8TH ST. | BILLINGS 8TH ST. 1 | 42000 |  |  |  |  | 0 | 52.94% | 1.221% | 0 | 0 | 0 | 0 | 0 | 0 | 0 | 0 | 0 | 0 | 0 | 0 | 0 | 0 | 0 | 0 | 0 | 0 | 0 | 0 | 0 | 0 | 0 | 0 | 0 | 0 | 2455.4115 | 2498.2353 | 2543.5821
BILLINGS 8TH ST. | BILLINGS 8TH ST. 2 | 42000 |  |  |  |  | 0 | 52.94% | 1.455% | 0 | 0 | 0 | 0 | 0 | 0 | 0 | 0 | 0 | 0 | 0 | 0 | 0 | 0 | 0 | 0 | 0 | 0 | 0 | 0 | 0 | 0 | 0 | 0 | 0 | 0 | 2926.0643 | 2977.0966 | 3031.1355
BILLINGS 8TH ST. | BILLINGS 8TH ST. 3 | 42000 |  |  |  |  | 0 | 52.94% | 1.45% | 0 | 0 | 0 | 0 | 0 | 0 | 0 | 0 | 0 | 0 | 0 | 0 | 0 | 0 | 0 | 0 | 0 | 0 | 0 | 0 | 0 | 0 | 0 | 0 | 0 | 0 | 2915.3898 | 2966.2359 | 3020.0776
BILLINGS BELLROCK | BILLINGS BELLROCK 1 | 42000 |  |  |  |  | 0 | 52.14% | 0.7154% | 0 | 0 | 0 | 0 | 0 | 0 | 0 | 0 | 0 | 0 | 0 | 0 | 0 | 0 | 0 | 0 | 0 | 0 | 0 | 0 | 0 | 0 | 0 | 0 | 0 | 0 | 1416.6404 | 1441.3475 | 1467.5102
BILLINGS BELLROCK | BILLINGS BELLROCK 2 | 42000 |  |  |  |  | 0 | 52.14% | 0.6539% | 0 | 0 | 0 | 0 | 0 | 0 | 0 | 0 | 0 | 0 | 0 | 0 | 0 | 0 | 0 | 0 | 0 | 0 | 0 | 0 | 0 | 0 | 0 | 0 | 0 | 0 | 1294.8615 | 1317.4446 | 1341.3583
BILLINGS EASTSIDE | BILLINGS EASTSIDE 3 | 20000 |  |  |  |  | 0 | 52.14% | 0.6055% | 0 | 0 | 0 | 0 | 0 | 0 | 0 | 0 | 0 | 0 | 0 | 0 | 0 | 0 | 0 | 0 | 0 | 0 | 0 | 0 | 0 | 0 | 0 | 0 | 0 | 0 | 1199.0251 | 1219.9368 | 1242.0806
BILLINGS EASTSIDE | BILLINGS EASTSIDE 4 | 20000 |  |  |  |  | 0 | 52.14% | 0.6422% | 0 | 0 | 0 | 0 | 0 | 0 | 0 | 0 | 0 | 0 | 0 | 0 | 0 | 0 | 0 | 0 | 0 | 0 | 0 | 0 | 0 | 0 | 0 | 0 | 0 | 0 | 1271.7911 | 1277.42 | 1264.636
BILLINGS EASTSIDE | BILLINGS EASTSIDE 5 | 20000 |  |  |  |  | 0 | 52.14% | 0.5341% | 0 | 0 | 0 | 0 | 0 | 0 | 0 | 0 | 0 | 0 | 0 | 0 | 0 | 0 | 0 | 0 | 0 | 0 | 0 | 0 | 0 | 0 | 0 | 0 | 0 | 0 | 1057.6309 | 1076.0766 | 1095.609
BILLINGS KING AVE | BILLINGS KING AVE. 1 | 20000 |  |  |  |  | 0 | 52.14% | 0.6403% | 0 | 0 | 0 | 0 | 0 | 0 | 0 | 0 | 0 | 0 | 0 | 0 | 0 | 0 | 0 | 0 | 0 | 0 | 0 | 0 | 0 | 0 | 0 | 0 | 0 | 0 | 1268.0281 | 1290.1433 | 1313.5614
BILLINGS KING AVE | BILLINGS KING AVE. 2 | 20000 |  |  |  |  | 0 | 52.14% | 0.3577% | 0 | 0 | 0 | 0 | 0 | 0 | 0 | 0 | 0 | 0 | 0 | 0 | 0 | 0 | 0 | 0 | 0 | 0 | 0 | 0 | 0 | 0 | 0 | 0 | 0 | 0 | 708.3338 | 720.6875 | 733.7691
BILLINGS MERIDIAN | BILLINGS MERIDIAN BANK 1 | 20000 |  |  |  |  | 0 | 52.14% | 0.7639% | 0 | 0 | 0 | 0 | 0 | 0 | 0 | 0 | 0 | 0 | 0 | 0 | 0 | 0 | 0 | 0 | 0 | 0 | 0 | 0 | 0 | 0 | 0 | 0 | 0 | 0 | 1512.7353 | 1539.1183 | 1567.0557
BILLINGS MERIDIAN | BILLINGS MERIDIAN BANK 2 | 20000 |  |  |  |  | 0 | 52.14% | 0.5657% | 0 | 0 | 0 | 0 | 0 | 0 | 0 | 0 | 0 | 0 | 0 | 0 | 0 | 0 | 0 | 0 | 0 | 0 | 0 | 0 | 0 | 0 | 0 | 0 | 0 | 0 | 1120.2741 | 1139.8124 | 1160.5017
BILLINGS RIMROCK | BILLINGS RIMROCK | 20000 |  |  |  |  | 0 | 52.14% | 0.3911% | 0 | 0 | 0 | 0 | 0 | 0 | 0 | 0 | 0 | 0 | 0 | 0 | 0 | 0 | 0 | 0 | 0 | 0 | 0 | 0 | 0 | 0 | 0 | 0 | 0 | 0 | 774.5187 | 788.0268 | 802.3307
BILLINGS STEAMPLANT | BILLINGS STEAMPLANT SWYD A | 20000 |  |  |  |  | 0 | 52.14% | 0.6118% | 0 | 0 | 0 | 0 | 0 | 0 | 0 | 0 | 0 | 0 | 0 | 0 | 0 | 0 | 0 | 0 | 0 | 0 | 0 | 0 | 0 | 0 | 0 | 0 | 0 | 0 | 0 | 0 | 0
BILLINGS STEAMPLANT | BILLINGS STEAMPLANT SWYD B | 20000 |  |  |  |  | 0 | 52.14% | 0.5713% | 0 | 0 | 0 | 0 | 0 | 0 | 0 | 0 | 0 | 0 | 0 | 0 | 0 | 0 | 0 | 0 | 0 | 0 | 0 | 0 | 0 | 0 | 0 | 0 | 0 | 0 | 0 | 0 | 0
BILLINGS WICKS LANE | BILLINGS WICKS LANE 1 | 25000 |  |  |  |  | 0 | 52.14% | 0.3169% | 0 | 0 | 0 | 0 | 0 | 0 | 0 | 0 | 0 | 0 | 0 | 0 | 0 | 0 | 0 | 0 | 0 | 0 | 0 | 0 | 0 | 0 | 0 | 0 | 0 | 0 | 627.5496 | 638.4944 | 650.084
BILLINGS WICKS LANE | BILLINGS WICKS LANE 2 | 25000 |  |  |  |  | 0 | 52.14% | 0.2395% | 0 | 0 | 0 | 0 | 0 | 0 | 0 | 0 | 0 | 0 | 0 | 0 | 0 | 0 | 0 | 0 | 0 | 0 | 0 | 0 | 0 | 0 | 0 | 0 | 0 | 0 | 474.2206 | 482.4913 | 491.2492
BONNER | BONNER FDR 61 & 62 | 20000 |  |  |  |  | 0 | 52.14% | 0.06356% | 0 | 0 | 0 | 0 | 0 | 0 | 0 | 0 | 0 | 0 | 0 | 0 | 0 | 0 | 0 | 0 | 0 | 0 | 0 | 0 | 0 | 0 | 0 | 0 | 0 | 0 | 0 | 0 | 0
BOULDER | BOULDER | 5000 |  |  |  |  | 0 | 52.14% | 0.4172% | 0 | 0 | 0 | 0 | 0 | 0 | 0 | 0 | 0 | 0 | 0 | 0 | 0 | 0 | 0 | 0 | 0 | 0 | 0 | 0 | 0 | 0 | 0 | 0 | 0 | 0 | 0 | 0 | 0
BOX ELDER | BOX ELDER | 1000 |  |  |  |  | 0 | 52.14% | 0.791% | 0 | 0 | 0 | 0 | 0 | 0 | 0 | 0 | 0 | 0 | 0 | 0 | 0 | 0 | 0 | 0 | 0 | 0 | 0 | 0 | 0 | 0 | 0 | 0 | 0 | 0 | 0 | 0 | 0
BOZEMAN EAST | BOZEMAN EAST GALLATIN 3 | 10000 |  |  |  |  | 0 | 52.14% | 0.8644% | 0 | 0 | 0 | 0 | 0 | 0 | 0 | 0 | 0 | 0 | 0 | 0 | 0 | 0 | 0 | 0 | 0 | 0 | 0 | 0 | 0 | 0 | 0 | 0 | 0 | 0 | 0 | 0 | 0
BOZEMAN EAST | BOZEMAN EAST GALLATIN 4 | 20000 |  |  |  |  | 0 | 52.14% | 0.9796% | 0 | 0 | 0 | 0 | 0 | 0 | 0 | 0 | 0 | 0 | 0 | 0 | 0 | 0 | 0 | 0 | 0 | 0 | 0 | 0 | 0 | 0 | 0 | 0 | 0 | 0 | 0 | 0 | 0
BOZEMAN SOURDOUGH | BOZEMAN SOURDOUGH #1 | 20000 |  |  |  |  | 1 | 52.14% | 0.9586% | 0 | 0 | 0 | 0 | 0 | 0 | 0 | 0 | 0 | 0 | 0 | 0 | 0 | 0 | 0 | 0 | 0 | 0 | 0 | 0 | 0 | 0 | 0 | 0 | 0 | 0 | 0 | 0 | 0
BOZEMAN SOUTHSIDE | BOZEMAN SOUTHSIDE 5 | 20000 |  |  |  |  | 0 | 52.14% | 1.021% | 0 | 0 | 0 | 0 | 0 | 0 | 0 | 0 | 0 | 0 | 0 | 0 | 0 | 0 | 0 | 0 | 0 | 0 | 0 | 0 | 0 | 0 | 0 | 0 | 0 | 0 | 0 | 0 | 0
BOZEMAN SOUTHSIDE | BOZEMAN SOUTHSIDE 6 | 20000 |  |  |  |  | 0 | 52.14% | 1.09% | 0 | 0 | 0 | 0 | 0 | 0 | 0 | 0 | 0 | 0 | 0 | 0 | 0 | 0 | 0 | 0 | 0 | 0 | 0 | 0 | 0 | 0 | 0 | 0 | 0 | 0 | 1188.8266 | 1204.6488 | 1220.6816
BOZEMAN WESTSIDE | BOZEMAN WESTSIDE BK1 | 20000 |  |  |  |  | 0 | 52.14% | 0.03559% | 0 | 0 | 0 | 0 | 0 | 0 | 0 | 0 | 0 | 0 | 0 | 0 | 0 | 0 | 0 | 0 | 0 | 0 | 0 | 0 | 0 | 0 | 0 | 0 | 0 | 0 | 0 | 0 | 0
BOZEMAN WESTSIDE | BOZEMAN WESTSIDE BK2 | 42000 |  |  |  |  | 0 | 52.14% | 0.2146% | 0 | 0 | 0 | 0 | 0 | 0 | 0 | 0 | 0 | 0 | 0 | 0 | 0 | 0 | 0 | 0 | 0 | 0 | 0 | 0 | 0 | 0 | 0 | 0 | 0 | 0 | 0 | 0 | 0
BRADY | BRADY | 1000 |  |  |  |  | 0 | 52.14% | 0.104% | 0 | 0 | 0 | 0 | 0 | 0 | 0 | 0 | 0 | 0 | 0 | 0 | 0 | 0 | 0 | 0 | 0 | 0 | 0 | 0 | 0 | 0 | 0 | 0 | 0 | 0 | 124.4748 | 125.9306 | 127.4034
BRIDGER | BRIDGER | 12500 |  |  |  |  | 0 | 52.14% | 0.742% | 0 | 0 | 0 | 0 | 0 | 0 | 0 | 0 | 0 | 0 | 0 | 0 | 0 | 0 | 0 | 0 | 0 | 0 | 0 | 0 | 0 | 0 | 0 | 0 | 0 | 0 | 841.1525 | 847.1164 | 853.1226
BROADVIEW CITY | BROADVIEW CITY | 2000 |  |  |  |  | 0 | 52.14% | 0.5136% | 0 | 0 | 0 | 0 | 0 | 0 | 0 | 0 | 0 | 0 | 0 | 0 | 0 | 0 | 0 | 0 | 0 | 0 | 0 | 0 | 0 | 0 | 0 | 0 | 0 | 0 | 0 | 0 | 0
BUTLER CREEK | BUTLER CREEK | 20000 |  |  |  |  | 0 | 29.16% | 0.3253% | 0 | 0 | 0 | 0 | 0 | 0 | 0 | 0 | 0 | 0 | 0 | 0 | 0 | 0 | 0 | 0 | 0 | 0 | 0 | 0 | 0 | 0 | 0 | 0 | 0 | 0 | 108.3418 | 108.5124 | 108.6832
BUTTE CORA | BUTTE CORA | 20000 |  |  |  |  | 0 | 52.14% | 0.6546% | 0 | 0 | 0 | 0 | 0 | 0 | 0 | 0 | 0 | 0 | 0 | 0 | 0 | 0 | 0 | 0 | 0 | 0 | 0 | 0 | 0 | 0 | 0 | 0 | 0 | 0 | 0 | 0 | 0
BUTTE INDUSTRIAL PARK | BUTTE INDUSTRIAL PARK | 10000 |  |  |  |  | 0 | 52.14% | 0.2844% | 0 | 0 | 0 | 0 | 0 | 0 | 0 | 0 | 0 | 0 | 0 | 0 | 0 | 0 | 0 | 0 | 0 | 0 | 0 | 0 | 0 | 0 | 0 | 0 | 0 | 0 | 0 | 0 | 0
BUTTE MONTANA ST | BUTTE MONTANA ST. SWITCHYARD 1 | 6240 |  |  |  |  | 1 | 52.14% | 0.1636% | 0 | 0 | 0 | 0 | 0 | 0 | 0 | 0 | 0 | 0 | 0 | 0 | 0 | 0 | 0 | 0 | 0 | 0 | 0 | 0 | 0 | 0 | 0 | 0 | 0 | 0 | 0 | 0 | 0
BUTTE MONTANA ST | BUTTE MONTANA ST. SWITCHYARD 2 | 6240 |  |  |  |  | 1 | 52.14% | 0.2195% | 0 | 0 | 0 | 0 | 0 | 0 | 0 | 0 | 0 | 0 | 0 | 0 | 0 | 0 | 0 | 0 | 0 | 0 | 0 | 0 | 0 | 0 | 0 | 0 | 0 | 0 | 0 | 0 | 0
BUTTE MONTANA ST | BUTTE MONTANA ST. SWITCHYARD 3 | 25000 |  |  |  |  | 0 | 52.14% | 0% | 0 | 0 | 0 | 0 | 0 | 0 | 0 | 0 | 0 | 0 | 0 | 0 | 0 | 0 | 0 | 0 | 0 | 0 | 0 | 0 | 0 | 0 | 0 | 0 | 0 | 0 | 0 | 0 | 0
BUTTE MONTANA ST | BUTTE MONTANA ST. SWITCHYARD 5 | 25000 |  |  |  |  | 0 | 52.14% | 0.06806% | 0 | 0 | 0 | 0 | 0 | 0 | 0 | 0 | 0 | 0 | 0 | 0 | 0 | 0 | 0 | 0 | 0 | 0 | 0 | 0 | 0 | 0 | 0 | 0 | 0 | 0 | 0 | 0 | 0
CANYON CREEK | CANYON CREEK | 10000 |  |  |  |  | 0 | 52.14% | 0.1397% | 0 | 0 | 0 | 0 | 0 | 0 | 0 | 0 | 0 | 0 | 0 | 0 | 0 | 0 | 0 | 0 | 0 | 0 | 0 | 0 | 0 | 0 | 0 | 0 | 0 | 0 | 0 | 0 | 0
CARTER | CARTER | 2500 |  |  |  |  | 0 | 52.14% | 0.2207% | 0 | 0 | 0 | 0 | 0 | 0 | 0 | 0 | 0 | 0 | 0 | 0 | 0 | 0 | 0 | 0 | 0 | 0 | 0 | 0 | 0 | 0 | 0 | 0 | 0 | 0 | 0 | 0 | 0
CHARLOS HEIGHTS | CHARLOS HEIGHTS | 3750 |  |  |  |  | 0 | 52.14% | 0.2894% | 0 | 0 | 0 | 0 | 0 | 0 | 0 | 0 | 0 | 0 | 0 | 0 | 0 | 0 | 0 | 0 | 0 | 0 | 0 | 0 | 0 | 0 | 0 | 0 | 0 | 0 | 0 | 0 | 0
CHESTER | CHESTER | 4995 |  |  |  |  | 0 | 52.14% | 0.2427% | 0 | 0 | 0 | 0 | 0 | 0 | 0 | 0 | 0 | 0 | 0 | 0 | 0 | 0 | 0 | 0 | 0 | 0 | 0 | 0 | 0 | 0 | 0 | 0 | 0 | 0 | 0 | 0 | 0
CHINOOK | CHINOOK | 5000 |  |  |  |  | 0 | 52.14% | 0.09987% | 0 | 0 | 0 | 0 | 0 | 0 | 0 | 0 | 0 | 0 | 0 | 0 | 0 | 0 | 0 | 0 | 0 | 0 | 0 | 0 | 0 | 0 | 0 | 0 | 0 | 0 | 197.765 | 201.2141 | 204.8665
CHOTEAU | CHOTEAU 1 | 2500 |  |  |  |  | 0 | 52.14% | 0.0499% | 0 | 0 | 0 | 0 | 0 | 0 | 0 | 0 | 0 | 0 | 0 | 0 | 0 | 0 | 0 | 0 | 0 | 0 | 0 | 0 | 0 | 0 | 0 | 0 | 0 | 0 | 0 | 0 | 0
CHOTEAU | CHOTEAU 2 | 5000 |  |  |  |  | 0 | 52.14% | 0.8103% | 0 | 0 | 0 | 0 | 0 | 0 | 0 | 0 | 0 | 0 | 0 | 0 | 0 | 0 | 0 | 0 | 0 | 0 | 0 | 0 | 0 | 0 | 0 | 0 | 0 | 0 | 863.0934 | 866.5459 | 870.0122
CIRCLE BRIDGE | CIRCLE BRIDGE | 1500 |  |  |  |  | 0 | 52.14% | 0.6973% | 0 | 0 | 0 | 0 | 0 | 0 | 0 | 0 | 0 | 0 | 0 | 0 | 0 | 0 | 0 | 0 | 0 | 0 | 0 | 0 | 0 | 0 | 0 | 0 | 0 | 0 | 242.0251 | 239.184 | 236.3763
CITY SUB #1 | CITY SUB #1 | 20000 |  |  |  |  | 0 | 52.14% | 0.359% | 0 | 0 | 0 | 0 | 0 | 0 | 0 | 0 | 0 | 0 | 0 | 0 | 0 | 0 | 0 | 0 | 0 | 0 | 0 | 0 | 0 | 0 | 0 | 0 | 0 | 0 | 546.1821 | 547.2961 | 548.4124
CITY SUB #1 | CITY SUB #1 BNK 4 | 20000 |  |  |  |  | 0 | 52.14% | 0.06397% | 0 | 0 | 0 | 0 | 0 | 0 | 0 | 0 | 0 | 0 | 0 | 0 | 0 | 0 | 0 | 0 | 0 | 0 | 0 | 0 | 0 | 0 | 0 | 0 | 0 | 0 | 0 | 0 | 0
CLANCY | CLANCY | 6220 |  |  |  |  | 0 | 52.14% | 0.04704% | 0 | 0 | 0 | 0 | 0 | 0 | 0 | 0 | 0 | 0 | 0 | 0 | 0 | 0 | 0 | 0 | 0 | 0 | 0 | 0 | 0 | 0 | 0 | 0 | 0 | 0 | 0 | 0 | 0
COBBLESTONE | COBBLESTONE | 5000 |  |  |  |  | 0 | 52.14% | 0.4375% | 0 | 0 | 0 | 0 | 0 | 0 | 0 | 0 | 0 | 0 | 0 | 0 | 0 | 0 | 0 | 0 | 0 | 0 | 0 | 0 | 0 | 0 | 0 | 0 | 0 | 0 | 866.3114 | 881.4204 | 897.4195
COLLINS | COLLINS | 2500 |  |  |  |  | 0 | 52.14% | 0.414% | 0 | 0 | 0 | 0 | 0 | 0 | 0 | 0 | 0 | 0 | 0 | 0 | 0 | 0 | 0 | 0 | 0 | 0 | 0 | 0 | 0 | 0 | 0 | 0 | 0 | 0 | 2.5819 | 2.6074 | 2.6331
COLSTRIP SWITCHYARD | COLSTRIP SWITCHYARD (TOWN) 1 | 20000 |  |  |  |  | 0 | 8.129% | 0.1432% | 0 | 0 | 0 | 0 | 0 | 0 | 0 | 0 | 0 | 0 | 0 | 0 | 0 | 0 | 0 | 0 | 0 | 0 | 0 | 0 | 0 | 0 | 0 | 0 | 0 | 0 | 44.2097 | 44.9808 | 45.7972
COLSTRIP SWITCHYARD | COLSTRIP SWITCHYARD (TOWN) 2 | 20000 |  |  |  |  | 0 | 52.14% | 0.2495% | 0 | 0 | 0 | 0 | 0 | 0 | 0 | 0 | 0 | 0 | 0 | 0 | 0 | 0 | 0 | 0 | 0 | 0 | 0 | 0 | 0 | 0 | 0 | 0 | 0 | 0 | 0 | 0 | 0
CONRAD CITY | CONRAD CITY BNK 1 | 3750 |  |  |  |  | 0 | 52.14% | 0.1225% | 0 | 0 | 0 | 0 | 0 | 0 | 0 | 0 | 0 | 0 | 0 | 0 | 0 | 0 | 0 | 0 | 0 | 0 | 0 | 0 | 0 | 0 | 0 | 0 | 0 | 0 | 173.0936 | 173.2925 | 173.4917
CONRAD CITY | CONRAD CITY BNK 2 | 6250 |  |  |  |  | 0 | 52.14% | 0.2894% | 0 | 0 | 0 | 0 | 0 | 0 | 0 | 0 | 0 | 0 | 0 | 0 | 0 | 0 | 0 | 0 | 0 | 0 | 0 | 0 | 0 | 0 | 0 | 0 | 0 | 0 | 0 | 0 | 0
CONRAD | CONRAD PUMP | 9375 |  |  |  |  | 0 | 52.14% | 0.1241% | 0 | 0 | 0 | 0 | 0 | 0 | 0 | 0 | 0 | 0 | 0 | 0 | 0 | 0 | 0 | 0 | 0 | 0 | 0 | 0 | 0 | 0 | 0 | 0 | 0 | 0 | 0 | 0 | 0
CORVALLIS | CORVALLIS | 5000 |  |  |  |  | 0 | 52.14% | 0.4535% | 0 | 0 | 0 | 0 | 0 | 0 | 0 | 0 | 0 | 0 | 0 | 0 | 0 | 0 | 0 | 0 | 0 | 0 | 0 | 0 | 0 | 0 | 0 | 0 | 0 | 0 | 9.9354 | 9.9732 | 10.0112
CRAIG | CRAIG | 4992 |  |  |  |  | 0 | 52.14% | 0.4338% | 0 | 0 | 0 | 0 | 0 | 0 | 0 | 0 | 0 | 0 | 0 | 0 | 0 | 0 | 0 | 0 | 0 | 0 | 0 | 0 | 0 | 0 | 0 | 0 | 0 | 0 | 688.9189 | 697.2504 | 705.6826
DARBY | DARBY 1 | 6250 |  |  |  |  | 0 | 52.14% | 0.276% | 0 | 0 | 0 | 0 | 0 | 0 | 0 | 0 | 0 | 0 | 0 | 0 | 0 | 0 | 0 | 0 | 0 | 0 | 0 | 0 | 0 | 0 | 0 | 0 | 0 | 0 | 0 | 0 | 0
DARBY | DARBY 2 | 6250 |  |  |  |  | 0 | 52.14% | 0.7364% | 0 | 0 | 0 | 0 | 0 | 0 | 0 | 0 | 0 | 0 | 0 | 0 | 0 | 0 | 0 | 0 | 0 | 0 | 0 | 0 | 0 | 0 | 0 | 0 | 0 | 0 | 0 | 0 | 0
DEER LODGE CITY | DEER LODGE CITY | 6000 |  |  |  |  | 1 | 52.14% | 0.1229% | 0 | 0 | 0 | 0 | 0 | 0 | 0 | 0 | 0 | 0 | 0 | 0 | 0 | 0 | 0 | 0 | 0 | 0 | 0 | 0 | 0 | 0 | 0 | 0 | 0 | 0 | 0 | 0 | 0
DEER LODGE CITY | DEER LODGE CITY 25KV | 20000 |  |  |  |  | 0 | 52.14% | 0.05674% | 0 | 0 | 0 | 0 | 0 | 0 | 0 | 0 | 0 | 0 | 0 | 0 | 0 | 0 | 0 | 0 | 0 | 0 | 0 | 0 | 0 | 0 | 0 | 0 | 0 | 0 | 112.3641 | 114.3238 | 116.399
DENTON | DENTON | 2500 |  |  |  |  | 0 | 52.14% | 0.05645% | 0 | 0 | 0 | 0 | 0 | 0 | 0 | 0 | 0 | 0 | 0 | 0 | 0 | 0 | 0 | 0 | 0 | 0 | 0 | 0 | 0 | 0 | 0 | 0 | 0 | 0 | 0 | 0 | 0
DIAMOND | DIAMOND MATCH | 2500 |  |  |  |  | 0 | 52.14% | 0.09344% | 0 | 0 | 0 | 0 | 0 | 0 | 0 | 0 | 0 | 0 | 0 | 0 | 0 | 0 | 0 | 0 | 0 | 0 | 0 | 0 | 0 | 0 | 0 | 0 | 0 | 0 | 0 | 0 | 0
DILLON | DILLON AIRPORT | 2500 |  |  |  |  | 0 | 52.14% | 0.04351% | 0 | 0 | 0 | 0 | 0 | 0 | 0 | 0 | 0 | 0 | 0 | 0 | 0 | 0 | 0 | 0 | 0 | 0 | 0 | 0 | 0 | 0 | 0 | 0 | 0 | 0 | 86.1537 | 87.6563 | 89.2474
DIVIDE | DIVIDE | 4992 |  |  |  |  | 0 | 52.14% | 0.09709% | 0 | 0 | 0 | 0 | 0 | 0 | 0 | 0 | 0 | 0 | 0 | 0 | 0 | 0 | 0 | 0 | 0 | 0 | 0 | 0 | 0 | 0 | 0 | 0 | 0 | 0 | 0 | 0 | 0
DODSON | DODSON | 1002 |  |  |  |  | 0 | 52.14% | 0.1511% | 0 | 0 | 0 | 0 | 0 | 0 | 0 | 0 | 0 | 0 | 0 | 0 | 0 | 0 | 0 | 0 | 0 | 0 | 0 | 0 | 0 | 0 | 0 | 0 | 0 | 0 | 0 | 0 | 0
DOWNER | DOWNER | 2500 |  |  |  |  | 0 | 52.14% | 0.005706% | 0 | 0 | 0 | 0 | 0 | 0 | 0 | 0 | 0 | 0 | 0 | 0 | 0 | 0 | 0 | 0 | 0 | 0 | 0 | 0 | 0 | 0 | 0 | 0 | 0 | 0 | 11.2984 | 11.4954 | 11.7041
DRUMMOND | DRUMMOND CITY | 6250 |  |  |  |  | 0 | 52.14% | 1.508% | 0 | 0 | 0 | 0 | 0 | 0 | 0 | 0 | 0 | 0 | 0 | 0 | 0 | 0 | 0 | 0 | 0 | 0 | 0 | 0 | 0 | 0 | 0 | 0 | 0 | 0 | 269.8425 | 268.1112 | 266.391
EAST BENCH | EAST BENCH | 2500 |  |  |  |  | 0 | 52.14% | 0.473% | 0 | 0 | 0 | 0 | 0 | 0 | 0 | 0 | 0 | 0 | 0 | 0 | 0 | 0 | 0 | 0 | 0 | 0 | 0 | 0 | 0 | 0 | 0 | 0 | 0 | 0 | 327.2209 | 326.447 | 325.6749
EAST HELENA SWYD | EAST HELENA SWYD 1 | 25000 |  |  |  |  | 1 | 47.02% | 0.7169% | 0 | 0 | 0 | 0 | 0 | 0 | 0 | 0 | 0 | 0 | 0 | 0 | 0 | 0 | 0 | 0 | 0 | 0 | 0 | 0 | 0 | 0 | 0 | 0 | 0 | 0 | 155.4585 | 156.2601 | 157.0658
EAST HELENA SWYD | EAST HELENA SWYD 4 | 40000 |  |  |  |  | 1 | 52.14% | 0.06976% | 0 | 0 | 0 | 0 | 0 | 0 | 0 | 0 | 0 | 0 | 0 | 0 | 0 | 0 | 0 | 0 | 0 | 0 | 0 | 0 | 0 | 0 | 0 | 0 | 0 | 0 | 0 | 0 | 0
ENNIS | ENNIS | 10000 |  |  |  |  | 0 | 52.14% | 0.1632% | 0 | 0 | 0 | 0 | 0 | 0 | 0 | 0 | 0 | 0 | 0 | 0 | 0 | 0 | 0 | 0 | 0 | 0 | 0 | 0 | 0 | 0 | 0 | 0 | 0 | 0 | 0 | 0 | 0
EUSTIS | EUSTIS | 3000 |  |  |  |  | 0 | 52.14% | 0.1775% | 0 | 0 | 0 | 0 | 0 | 0 | 0 | 0 | 0 | 0 | 0 | 0 | 0 | 0 | 0 | 0 | 0 | 0 | 0 | 0 | 0 | 0 | 0 | 0 | 0 | 0 | 0 | 0 | 0
FAIRFIELD | FAIRFIELD | 3000 |  |  |  |  | 0 | 52.14% | 0.1649% | 0 | 0 | 0 | 0 | 0 | 0 | 0 | 0 | 0 | 0 | 0 | 0 | 0 | 0 | 0 | 0 | 0 | 0 | 0 | 0 | 0 | 0 | 0 | 0 | 0 | 0 | 0 | 0 | 0
FAIRMONT | FAIRMONT | 5000 |  |  |  |  | 0 | 52.14% | 0.1785% | 0 | 0 | 0 | 0 | 0 | 0 | 0 | 0 | 0 | 0 | 0 | 0 | 0 | 0 | 0 | 0 | 0 | 0 | 0 | 0 | 0 | 0 | 0 | 0 | 0 | 0 | 31.6721 | 31.9134 | 32.1566
FLORENCE | FLORENCE | 2500 |  |  |  |  | 0 | 52.14% | 0.2305% | 0 | 0 | 0 | 0 | 0 | 0 | 0 | 0 | 0 | 0 | 0 | 0 | 0 | 0 | 0 | 0 | 0 | 0 | 0 | 0 | 0 | 0 | 0 | 0 | 0 | 0 | 0 | 0 | 0
FORT BELKNAP | FORT BELKNAP | 2496 |  |  |  |  | 0 | 52.14% | 0.1151% | 0 | 0 | 0 | 0 | 0 | 0 | 0 | 0 | 0 | 0 | 0 | 0 | 0 | 0 | 0 | 0 | 0 | 0 | 0 | 0 | 0 | 0 | 0 | 0 | 0 | 0 | 0 | 0 | 0
FORT BENTON | FORT BENTON BNK 1 | 5000 |  |  |  |  | 0 | 52.14% | 0.1043% | 0 | 0 | 0 | 0 | 0 | 0 | 0 | 0 | 0 | 0 | 0 | 0 | 0 | 0 | 0 | 0 | 0 | 0 | 0 | 0 | 0 | 0 | 0 | 0 | 0 | 0 | 186.8835 | 187.4391 | 187.9965
FORT BENTON | FORT BENTON BNK 2 | 6250 |  |  |  |  | 0 | 52.14% | 0.05278% | 0 | 0 | 0 | 0 | 0 | 0 | 0 | 0 | 0 | 0 | 0 | 0 | 0 | 0 | 0 | 0 | 0 | 0 | 0 | 0 | 0 | 0 | 0 | 0 | 0 | 0 | 104.5244 | 106.3474 | 108.2778
FROMBERG | FROMBERG | 2500 |  |  |  |  | 0 | 52.14% | 0.3188% | 0 | 0 | 0 | 0 | 0 | 0 | 0 | 0 | 0 | 0 | 0 | 0 | 0 | 0 | 0 | 0 | 0 | 0 | 0 | 0 | 0 | 0 | 0 | 0 | 0 | 0 | 535.8368 | 541.0294 | 546.2723
GAGE | GAGE | 2333 |  |  |  |  | 0 | 52.14% | 0.09698% | 0 | 0 | 0 | 0 | 0 | 0 | 0 | 0 | 0 | 0 | 0 | 0 | 0 | 0 | 0 | 0 | 0 | 0 | 0 | 0 | 0 | 0 | 0 | 0 | 0 | 0 | 0 | 0 | 0
GARDINER | GARDINER | 5000 |  |  |  |  | 0 | 52.14% | 0.8083% | 0 | 0 | 0 | 0 | 0 | 0 | 0 | 0 | 0 | 0 | 0 | 0 | 0 | 0 | 0 | 0 | 0 | 0 | 0 | 0 | 0 | 0 | 0 | 0 | 0 | 0 | 0 | 0 | 0
GERALDINE | GERALDINE | 1998 |  |  |  |  | 0 | 52.14% | 0.7352% | 0 | 0 | 0 | 0 | 0 | 0 | 0 | 0 | 0 | 0 | 0 | 0 | 0 | 0 | 0 | 0 | 0 | 0 | 0 | 0 | 0 | 0 | 0 | 0 | 0 | 0 | 0 | 0 | 0
GILDFORD | GILDFORD | 500 |  |  |  |  | 0 | 52.14% | 0.02949% | 0 | 0 | 0 | 0 | 0 | 0 | 0 | 0 | 0 | 0 | 0 | 0 | 0 | 0 | 0 | 0 | 0 | 0 | 0 | 0 | 0 | 0 | 0 | 0 | 0 | 0 | 17.6317 | 17.6177 | 17.6037
GLASGOW | GLASGOW EASTSIDE | 6250 |  |  |  |  | 0 | 52.14% | 0.178% | 0 | 0 | 0 | 0 | 0 | 0 | 0 | 0 | 0 | 0 | 0 | 0 | 0 | 0 | 0 | 0 | 0 | 0 | 0 | 0 | 0 | 0 | 0 | 0 | 0 | 0 | 352.5067 | 358.6546 | 365.1648
GLASGOW WESTSIDE | GLASGOW WESTSIDE #1 | 6250 |  |  |  |  | 0 | 52.14% | 0.3384% | 0 | 0 | 0 | 0 | 0 | 0 | 0 | 0 | 0 | 0 | 0 | 0 | 0 | 0 | 0 | 0 | 0 | 0 | 0 | 0 | 0 | 0 | 0 | 0 | 0 | 0 | 573.462 | 565.7348 | 558.1117
GLASGOW WESTSIDE | GLASGOW WESTSIDE #2 | 6250 |  |  |  |  | 0 | 52.14% | 0.2933% | 0 | 0 | 0 | 0 | 0 | 0 | 0 | 0 | 0 | 0 | 0 | 0 | 0 | 0 | 0 | 0 | 0 | 0 | 0 | 0 | 0 | 0 | 0 | 0 | 0 | 0 | 580.7278 | 590.8561 | 601.581
GREAT FALLS CITY | GREAT FALLS CITY (NORTH BANK) | 20000 |  |  |  |  | 0 | 52.14% | 0.8653% | 0 | 0 | 0 | 0 | 0 | 0 | 0 | 0 | 0 | 0 | 0 | 0 | 0 | 0 | 0 | 0 | 0 | 0 | 0 | 0 | 0 | 0 | 0 | 0 | 0 | 0 | 1713.4277 | 1743.3109 | 1745.6359
GREAT FALLS CITY | GREAT FALLS CITY (SOUTH BANK) | 40000 |  |  |  |  | 0 | 52.14% | 0.9786% | 0 | 0 | 0 | 0 | 0 | 0 | 0 | 0 | 0 | 0 | 0 | 0 | 0 | 0 | 0 | 0 | 0 | 0 | 0 | 0 | 0 | 0 | 0 | 0 | 0 | 0 | 0 | 0 | 0
GREAT FALLS EASTSIDE | GREAT FALLS EASTSIDE 1 | 25000 |  |  |  |  | 0 | 52.14% | 0.9251% | 0 | 0 | 0 | 0 | 0 | 0 | 0 | 0 | 0 | 0 | 0 | 0 | 0 | 0 | 0 | 0 | 0 | 0 | 0 | 0 | 0 | 0 | 0 | 0 | 0 | 0 | 0 | 0 | 0
GREAT FALLS EASTSIDE | GREAT FALLS EASTSIDE 2 | 12500 |  |  |  |  | 0 | 52.14% | 0.3073% | 0 | 0 | 0 | 0 | 0 | 0 | 0 | 0 | 0 | 0 | 0 | 0 | 0 | 0 | 0 | 0 | 0 | 0 | 0 | 0 | 0 | 0 | 0 | 0 | 0 | 0 | 509.115 | 507.0452 | 504.9837
GREAT FALLS NORTHEAST | GREAT FALLS NORTHEAST | 20000 |  |  |  |  | 0 | 52.14% | 0.8624% | 0 | 0 | 0 | 0 | 0 | 0 | 0 | 0 | 0 | 0 | 0 | 0 | 0 | 0 | 0 | 0 | 0 | 0 | 0 | 0 | 0 | 0 | 0 | 0 | 0 | 0 | 1599.4686 | 1603.7945 | 1608.1321
GREAT FALLS NORTHWEST | GREAT FALLS NORTHWEST (EAST BANK) | 20000 |  |  |  |  | 0 | 52.14% | 1.299% | 0 | 0 | 0 | 0 | 0 | 0 | 0 | 0 | 0 | 0 | 0 | 0 | 0 | 0 | 0 | 0 | 0 | 0 | 0 | 0 | 0 | 0 | 0 | 0 | 0 | 0 | 2573.0413 | 2617.9166 | 2665.4358
GREAT FALLS NORTHWEST | GREAT FALLS NORTHWEST (WEST BANK) | 20000 |  |  |  |  | 0 | 52.14% | 1.051% | 0 | 0 | 0 | 0 | 0 | 0 | 0 | 0 | 0 | 0 | 0 | 0 | 0 | 0 | 0 | 0 | 0 | 0 | 0 | 0 | 0 | 0 | 0 | 0 | 0 | 0 | 2055.0007 | 2046.1176 | 2037.2729
GREAT FALLS RIVERVIEW | GREAT FALLS RIVERVIEW #1 | 20000 |  |  |  |  | 0 | 52.14% | 0.6961% | 0 | 0 | 0 | 0 | 0 | 0 | 0 | 0 | 0 | 0 | 0 | 0 | 0 | 0 | 0 | 0 | 0 | 0 | 0 | 0 | 0 | 0 | 0 | 0 | 0 | 0 | 0 | 0 | 0
GREAT FALLS RIVERVIEW | GREAT FALLS RIVERVIEW #2 | 25000 |  |  |  |  | 0 | 52.14% | 0.3409% | 0 | 0 | 0 | 0 | 0 | 0 | 0 | 0 | 0 | 0 | 0 | 0 | 0 | 0 | 0 | 0 | 0 | 0 | 0 | 0 | 0 | 0 | 0 | 0 | 0 | 0 | 0 | 0 | 0
GREAT FALLS SOUTHEAST | GREAT FALLS SOUTHEAST | 42000 |  |  |  |  | 0 | 52.14% | 0.6588% | 0 | 0 | 0 | 0 | 0 | 0 | 0 | 0 | 0 | 0 | 0 | 0 | 0 | 0 | 0 | 0 | 0 | 0 | 0 | 0 | 0 | 0 | 0 | 0 | 0 | 0 | 865.8387 | 864.5511 | 863.2653
GREAT FALLS SOUTHWEST | GREAT FALLS SOUTHWEST | 20000 |  |  |  |  | 0 | 52.14% | 1.289% | 0 | 0 | 0 | 0 | 0 | 0 | 0 | 0 | 0 | 0 | 0 | 0 | 0 | 0 | 0 | 0 | 0 | 0 | 0 | 0 | 0 | 0 | 0 | 0 | 0 | 0 | 0 | 0 | 0
GREY | GREY CLIFF | 1800 |  |  |  |  | 0 | 52.14% | 0.06976% | 0 | 0 | 0 | 0 | 0 | 0 | 0 | 0 | 0 | 0 | 0 | 0 | 0 | 0 | 0 | 0 | 0 | 0 | 0 | 0 | 0 | 0 | 0 | 0 | 0 | 0 | 138.1338 | 140.5429 | 143.094
GRIZZLY | GRIZZLY PEAK | 5000 |  |  |  |  | 0 | 52.14% | 0.1246% | 0 | 0 | 0 | 0 | 0 | 0 | 0 | 0 | 0 | 0 | 0 | 0 | 0 | 0 | 0 | 0 | 0 | 0 | 0 | 0 | 0 | 0 | 0 | 0 | 0 | 0 | 0 | 0 | 0
HAMILTON SOUTHSIDE | HAMILTON SOUTHSIDE 1 | 20000 |  |  |  |  | 0 | 52.14% | 1.405% | 0 | 0 | 0 | 0 | 0 | 0 | 0 | 0 | 0 | 0 | 0 | 0 | 0 | 0 | 0 | 0 | 0 | 0 | 0 | 0 | 0 | 0 | 0 | 0 | 0 | 0 | 0 | 0 | 0
HAMILTON SOUTHSIDE | HAMILTON SOUTHSIDE 2 | 20000 |  |  |  |  | 0 | 52.14% | 0.9629% | 0 | 0 | 0 | 0 | 0 | 0 | 0 | 0 | 0 | 0 | 0 | 0 | 0 | 0 | 0 | 0 | 0 | 0 | 0 | 0 | 0 | 0 | 0 | 0 | 0 | 0 | 14.6579 | 14.8206 | 14.9852
HARDIN | HARDIN CITY | 20000 |  |  |  |  | 0 | 52.14% | 0.5745% | 0 | 0 | 0 | 0 | 0 | 0 | 0 | 0 | 0 | 0 | 0 | 0 | 0 | 0 | 0 | 0 | 0 | 0 | 0 | 0 | 0 | 0 | 0 | 0 | 0 | 0 | 749.7502 | 751.7327 | 753.7205
HARLEM | HARLEM | 5600 |  |  |  |  | 0 | 52.14% | 0.1867% | 0 | 0 | 0 | 0 | 0 | 0 | 0 | 0 | 0 | 0 | 0 | 0 | 0 | 0 | 0 | 0 | 0 | 0 | 0 | 0 | 0 | 0 | 0 | 0 | 0 | 0 | 369.6817 | 376.1292 | 382.9565
HARLOWTON | HARLOWTON | 2500 |  |  |  |  | 0 | 52.14% | 0.1866% | 0 | 0 | 0 | 0 | 0 | 0 | 0 | 0 | 0 | 0 | 0 | 0 | 0 | 0 | 0 | 0 | 0 | 0 | 0 | 0 | 0 | 0 | 0 | 0 | 0 | 0 | 0 | 0 | 0
HARRISON | HARRISON - PONY | 2496 |  |  |  |  | 0 | 52.14% | 0.1023% | 0 | 0 | 0 | 0 | 0 | 0 | 0 | 0 | 0 | 0 | 0 | 0 | 0 | 0 | 0 | 0 | 0 | 0 | 0 | 0 | 0 | 0 | 0 | 0 | 0 | 0 | 202.5824 | 206.1156 | 209.8569
HAUGAN | HAUGAN | 1500 |  |  |  |  | 0 | 52.14% | 0.0831% | 0 | 0 | 0 | 0 | 0 | 0 | 0 | 0 | 0 | 0 | 0 | 0 | 0 | 0 | 0 | 0 | 0 | 0 | 0 | 0 | 0 | 0 | 0 | 0 | 0 | 0 | 0 | 0 | 0
HAUSER | HAUSER DIST | 4998 |  |  |  |  | 0 | 52.14% | 0.03587% | 0 | 0 | 0 | 0 | 0 | 0 | 0 | 0 | 0 | 0 | 0 | 0 | 0 | 0 | 0 | 0 | 0 | 0 | 0 | 0 | 0 | 0 | 0 | 0 | 0 | 0 | 0 | 0 | 0
HAVRE CITY | HAVRE CITY | 9375 |  |  |  |  | 0 | 52.14% | 0.3772% | 0 | 0 | 0 | 0 | 0 | 0 | 0 | 0 | 0 | 0 | 0 | 0 | 0 | 0 | 0 | 0 | 0 | 0 | 0 | 0 | 0 | 0 | 0 | 0 | 0 | 0 | 235.6901 | 233.1324 | 230.6026
HAVRE CITY | HAVRE CITY EAST BANK 1 | 6250 |  |  |  |  | 0 | 52.14% | 0.315% | 0 | 0 | 0 | 0 | 0 | 0 | 0 | 0 | 0 | 0 | 0 | 0 | 0 | 0 | 0 | 0 | 0 | 0 | 0 | 0 | 0 | 0 | 0 | 0 | 0 | 0 | 0 | 0 | 0
HAVRE CITY | HAVRE CITY WEST BANK 3 | 6250 |  |  |  |  | 0 | 52.14% | 0.4252% | 0 | 0 | 0 | 0 | 0 | 0 | 0 | 0 | 0 | 0 | 0 | 0 | 0 | 0 | 0 | 0 | 0 | 0 | 0 | 0 | 0 | 0 | 0 | 0 | 0 | 0 | 0 | 0 | 0
HAVRE EASTSIDE | HAVRE EASTSIDE | 12500 |  |  |  |  | 0 | 52.14% | 0.5168% | 0 | 0 | 0 | 0 | 0 | 0 | 0 | 0 | 0 | 0 | 0 | 0 | 0 | 0 | 0 | 0 | 0 | 0 | 0 | 0 | 0 | 0 | 0 | 0 | 0 | 0 | 824.5384 | 819.663 | 814.8164
HAVRE HIGHLAND | HAVRE HIGHLAND PARK | 10500 |  |  |  |  | 0 | 52.14% | 0.5156% | 0 | 0 | 0 | 0 | 0 | 0 | 0 | 0 | 0 | 0 | 0 | 0 | 0 | 0 | 0 | 0 | 0 | 0 | 0 | 0 | 0 | 0 | 0 | 0 | 0 | 0 | 278.2358 | 275.5514 | 272.8929
HELENA EASTSIDE | HELENA EASTSIDE 1 | 20000 |  |  |  |  | 0 | 52.14% | 1.086% | 0 | 0 | 0 | 0 | 0 | 0 | 0 | 0 | 0 | 0 | 0 | 0 | 0 | 0 | 0 | 0 | 0 | 0 | 0 | 0 | 0 | 0 | 0 | 0 | 0 | 0 | 1211.7296 | 1201.824 | 1191.9994
HELENA GOLF COURSE | HELENA GOLF COURSE 1 | 20000 |  |  |  |  | 0 | 52.14% | 1.319% | 0 | 0 | 0 | 0 | 0 | 0 | 0 | 0 | 0 | 0 | 0 | 0 | 0 | 0 | 0 | 0 | 0 | 0 | 0 | 0 | 0 | 0 | 0 | 0 | 0 | 0 | 0 | 0 | 0
HELENA GOLF COURSE | HELENA GOLF COURSE 2 | 42000 |  |  |  |  | 0 | 52.14% | 0.593% | 0 | 0 | 0 | 0 | 0 | 0 | 0 | 0 | 0 | 0 | 0 | 0 | 0 | 0 | 0 | 0 | 0 | 0 | 0 | 0 | 0 | 0 | 0 | 0 | 0 | 0 | 0 | 0 | 0
HELENA SOUTHSIDE | HELENA SOUTHSIDE 1 | 20000 |  |  |  |  | 0 | 52.14% | 0.5524% | 0 | 0 | 0 | 0 | 0 | 0 | 0 | 0 | 0 | 0 | 0 | 0 | 0 | 0 | 0 | 0 | 0 | 0 | 0 | 0 | 0 | 0 | 0 | 0 | 0 | 0 | 0 | 0 | 0
HELENA SOUTHSIDE | HELENA SOUTHSIDE 2 | 20000 |  |  |  |  | 0 | 52.14% | 0.4137% | 0 | 0 | 0 | 0 | 0 | 0 | 0 | 0 | 0 | 0 | 0 | 0 | 0 | 0 | 0 | 0 | 0 | 0 | 0 | 0 | 0 | 0 | 0 | 0 | 0 | 0 | 337.9741 | 340.8089 | 343.6674
HELENA VALLEY | HELENA VALLEY 1 | 25000 |  |  |  |  | 0 | 52.14% | 0.8777% | 0 | 0 | 0 | 0 | 0 | 0 | 0 | 0 | 0 | 0 | 0 | 0 | 0 | 0 | 0 | 0 | 0 | 0 | 0 | 0 | 0 | 0 | 0 | 0 | 0 | 0 | 0 | 0 | 0
HELENA VALLEY | HELENA VALLEY 2 | 20000 |  |  |  |  | 0 | 52.14% | 1.122% | 0 | 0 | 0 | 0 | 0 | 0 | 0 | 0 | 0 | 0 | 0 | 0 | 0 | 0 | 0 | 0 | 0 | 0 | 0 | 0 | 0 | 0 | 0 | 0 | 0 | 0 | 0 | 0 | 0
HELENA WESTSIDE | HELENA WESTSIDE 1 | 6240 |  |  |  |  | 0 | 52.14% | 1.12% | 0 | 0 | 0 | 0 | 0 | 0 | 0 | 0 | 0 | 0 | 0 | 0 | 0 | 0 | 0 | 0 | 0 | 0 | 0 | 0 | 0 | 0 | 0 | 0 | 0 | 0 | 0 | 0 | 0
HELENA WESTSIDE | HELENA WESTSIDE 2 | 25000 |  |  |  |  | 0 | 52.14% | 0% | 0 | 0 | 0 | 0 | 0 | 0 | 0 | 0 | 0 | 0 | 0 | 0 | 0 | 0 | 0 | 0 | 0 | 0 | 0 | 0 | 0 | 0 | 0 | 0 | 0 | 0 | 0 | 0 | 0
HELENA WESTSIDE | HELENA WESTSIDE 3 | 12500 |  |  |  |  | 0 | 52.14% | 0% | 0 | 0 | 0 | 0 | 0 | 0 | 0 | 0 | 0 | 0 | 0 | 0 | 0 | 0 | 0 | 0 | 0 | 0 | 0 | 0 | 0 | 0 | 0 | 0 | 0 | 0 | 0 | 0 | 0
HILLVIEW | HILLVIEW HEIGHTS #5 | 20000 |  |  |  |  | 0 | 52.14% | 0.8612% | 0 | 0 | 0 | 0 | 0 | 0 | 0 | 0 | 0 | 0 | 0 | 0 | 0 | 0 | 0 | 0 | 0 | 0 | 0 | 0 | 0 | 0 | 0 | 0 | 0 | 0 | 1017.0299 | 1015.3389 | 1013.6506
HINGHAM | HINGHAM | 1000 |  |  |  |  | 0 | 52.14% | 0.04822% | 0 | 0 | 0 | 0 | 0 | 0 | 0 | 0 | 0 | 0 | 0 | 0 | 0 | 0 | 0 | 0 | 0 | 0 | 0 | 0 | 0 | 0 | 0 | 0 | 0 | 0 | 0 | 0 | 0
HINSDALE | HINSDALE | 600 |  |  |  |  | 1 | 52.14% | 0.04456% | 0 | 0 | 0 | 0 | 0 | 0 | 0 | 0 | 0 | 0 | 0 | 0 | 0 | 0 | 0 | 0 | 0 | 0 | 0 | 0 | 0 | 0 | 0 | 0 | 0 | 0 | 88.245 | 89.7841 | 91.4138
INDUSTRIAL SUB #3 | INDUSTRIAL SUB #3 - BANK 1 | 20000 |  |  |  |  | 0 | 0% | 1.134% | 0 | 0 | 0 | 0 | 0 | 0 | 0 | 0 | 0 | 0 | 0 | 0 | 0 | 0 | 0 | 0 | 0 | 0 | 0 | 0 | 0 | 0 | 0 | 0 | 0 | 0 | 0 | 0 | 0
INDUSTRIAL SUB #3 | INDUSTRIAL SUB #3 - BANK 2 | 20000 |  |  |  |  | 0 | 52.14% | 1.016% | 0 | 0 | 0 | 0 | 0 | 0 | 0 | 0 | 0 | 0 | 0 | 0 | 0 | 0 | 0 | 0 | 0 | 0 | 0 | 0 | 0 | 0 | 0 | 0 | 0 | 0 | 0 | 0 | 0
INDUSTRIAL SUB #3 | INDUSTRIAL SUB #3 - BANK 3 | 20000 |  |  |  |  | 0 | 0% | 0.9412% | 0 | 0 | 0 | 0 | 0 | 0 | 0 | 0 | 0 | 0 | 0 | 0 | 0 | 0 | 0 | 0 | 0 | 0 | 0 | 0 | 0 | 0 | 0 | 0 | 0 | 0 | 0 | 0 | 0
INVERNESS | INVERNESS | 1500 |  |  |  |  | 0 | 52.14% | 0.03834% | 0 | 0 | 0 | 0 | 0 | 0 | 0 | 0 | 0 | 0 | 0 | 0 | 0 | 0 | 0 | 0 | 0 | 0 | 0 | 0 | 0 | 0 | 0 | 0 | 0 | 0 | 75.9283 | 77.2525 | 78.6548
IVANHOE | IVANHOE | 1800 |  |  |  |  | 0 | 52.14% | 0.2909% | 0 | 0 | 0 | 0 | 0 | 0 | 0 | 0 | 0 | 0 | 0 | 0 | 0 | 0 | 0 | 0 | 0 | 0 | 0 | 0 | 0 | 0 | 0 | 0 | 0 | 0 | 373.4728 | 378.3246 | 383.2395
JACKRABBIT | JACK RABBIT 3 | 22400 |  |  |  |  | 1 | 52.14% | 1.557% | 0 | 0 | 0 | 0 | 0 | 0 | 0 | 0 | 0 | 0 | 0 | 0 | 0 | 0 | 0 | 0 | 0 | 0 | 0 | 0 | 0 | 0 | 0 | 0 | 0 | 0 | 701.7924 | 712.873 | 724.1286
JIM | JIM COULEE | 5000 |  |  |  |  | 0 | 52.14% | 0.0145% | 0 | 0 | 0 | 0 | 0 | 0 | 0 | 0 | 0 | 0 | 0 | 0 | 0 | 0 | 0 | 0 | 0 | 0 | 0 | 0 | 0 | 0 | 0 | 0 | 0 | 0 | 0 | 0 | 0
JOPLIN | JOPLIN | 750 |  |  |  |  | 0 | 52.14% | 0.01587% | 0 | 0 | 0 | 0 | 0 | 0 | 0 | 0 | 0 | 0 | 0 | 0 | 0 | 0 | 0 | 0 | 0 | 0 | 0 | 0 | 0 | 0 | 0 | 0 | 0 | 0 | 14.8735 | 14.7647 | 14.6568
KINGSHILL | KINGSHILL | 600 |  |  |  |  | 0 | 52.14% | 0.03624% | 0 | 0 | 0 | 0 | 0 | 0 | 0 | 0 | 0 | 0 | 0 | 0 | 0 | 0 | 0 | 0 | 0 | 0 | 0 | 0 | 0 | 0 | 0 | 0 | 0 | 0 | 0 | 0 | 0
KREMLIN | KREMLIN | 600 |  |  |  |  | 0 | 52.14% | 0.01864% | 0 | 0 | 0 | 0 | 0 | 0 | 0 | 0 | 0 | 0 | 0 | 0 | 0 | 0 | 0 | 0 | 0 | 0 | 0 | 0 | 0 | 0 | 0 | 0 | 0 | 0 | 5.2118 | 5.1836 | 5.1556
LADUKE | LADUKE | 2500 |  |  |  |  | 0 | 52.14% | 0.1374% | 0 | 0 | 0 | 0 | 0 | 0 | 0 | 0 | 0 | 0 | 0 | 0 | 0 | 0 | 0 | 0 | 0 | 0 | 0 | 0 | 0 | 0 | 0 | 0 | 0 | 0 | 0 | 0 | 0
LANDERS | LANDERS FORK | 12504 |  |  |  |  | 0 | 52.14% | 0.1997% | 0 | 0 | 0 | 0 | 0 | 0 | 0 | 0 | 0 | 0 | 0 | 0 | 0 | 0 | 0 | 0 | 0 | 0 | 0 | 0 | 0 | 0 | 0 | 0 | 0 | 0 | 0 | 0 | 0
LAURIN | LAURIN | 5000 |  |  |  |  | 0 | 52.14% | 0.2127% | 0 | 0 | 0 | 0 | 0 | 0 | 0 | 0 | 0 | 0 | 0 | 0 | 0 | 0 | 0 | 0 | 0 | 0 | 0 | 0 | 0 | 0 | 0 | 0 | 0 | 0 | 421.1964 | 428.5423 | 436.321
LAVINA | LAVINA | 5000 |  |  |  |  | 0 | 52.14% | 0.2011% | 0 | 0 | 0 | 0 | 0 | 0 | 0 | 0 | 0 | 0 | 0 | 0 | 0 | 0 | 0 | 0 | 0 | 0 | 0 | 0 | 0 | 0 | 0 | 0 | 0 | 0 | 247.8753 | 250.075 | 252.2944
LAVINA | LAVINA PUMP | 9375 |  |  |  |  | 0 | 52.14% | 0.08352% | 0 | 0 | 0 | 0 | 0 | 0 | 0 | 0 | 0 | 0 | 0 | 0 | 0 | 0 | 0 | 0 | 0 | 0 | 0 | 0 | 0 | 0 | 0 | 0 | 0 | 0 | 25.7896 | 25.7815 | 25.7734
LEWISTOWN #1 | LEWISTOWN #1 | 5000 |  |  |  |  | 0 | 52.14% | 0.17% | 0 | 0 | 0 | 0 | 0 | 0 | 0 | 0 | 0 | 0 | 0 | 0 | 0 | 0 | 0 | 0 | 0 | 0 | 0 | 0 | 0 | 0 | 0 | 0 | 0 | 0 | 0 | 0 | 0
LEWISTOWN BOULEVARD | LEWISTOWN BOULEVARD 1 | 7500 |  |  |  |  | 0 | 52.14% | 0.2928% | 0 | 0 | 0 | 0 | 0 | 0 | 0 | 0 | 0 | 0 | 0 | 0 | 0 | 0 | 0 | 0 | 0 | 0 | 0 | 0 | 0 | 0 | 0 | 0 | 0 | 0 | 0 | 0 | 0
LEWISTOWN BOULEVARD | LEWISTOWN BOULEVARD 2 | 5000 |  |  |  |  | 0 | 52.14% | 0.4143% | 0 | 0 | 0 | 0 | 0 | 0 | 0 | 0 | 0 | 0 | 0 | 0 | 0 | 0 | 0 | 0 | 0 | 0 | 0 | 0 | 0 | 0 | 0 | 0 | 0 | 0 | 161.2812 | 162.7704 | 164.2733
LIVINGSTON NORTHSIDE | LIVINGSTON NORTHSIDE | 5000 |  |  |  |  | 1 | 52.14% | 0.3781% | 0 | 0 | 0 | 0 | 0 | 0 | 0 | 0 | 0 | 0 | 0 | 0 | 0 | 0 | 0 | 0 | 0 | 0 | 0 | 0 | 0 | 0 | 0 | 0 | 0 | 0 | 0 | 0 | 0
LIVINGSTON WESTSIDE | LIVINGSTON WESTSIDE 1 | 12000 |  |  |  |  | 0 | 52.14% | 0.7831% | 0 | 0 | 0 | 0 | 0 | 0 | 0 | 0 | 0 | 0 | 0 | 0 | 0 | 0 | 0 | 0 | 0 | 0 | 0 | 0 | 0 | 0 | 0 | 0 | 0 | 0 | 0 | 0 | 0
LIVINGSTON WESTSIDE | LIVINGSTON WESTSIDE BNK 2 | 12500 |  |  |  |  | 0 | 52.14% | 0.4836% | 0 | 0 | 0 | 0 | 0 | 0 | 0 | 0 | 0 | 0 | 0 | 0 | 0 | 0 | 0 | 0 | 0 | 0 | 0 | 0 | 0 | 0 | 0 | 0 | 0 | 0 | 0 | 0 | 0
LOHMAN | LOHMAN | 2498.4 |  |  |  |  | 0 | 52.14% | 0.03986% | 0 | 0 | 0 | 0 | 0 | 0 | 0 | 0 | 0 | 0 | 0 | 0 | 0 | 0 | 0 | 0 | 0 | 0 | 0 | 0 | 0 | 0 | 0 | 0 | 0 | 0 | 78.9325 | 77.9889 | 74.7269
LOLO | LOLO | 20000 |  |  |  |  | 0 | 52.14% | 0.9806% | 0 | 0 | 0 | 0 | 0 | 0 | 0 | 0 | 0 | 0 | 0 | 0 | 0 | 0 | 0 | 0 | 0 | 0 | 0 | 0 | 0 | 0 | 0 | 0 | 0 | 0 | 0 | 0 | 0
LOMA | LOMA | 2500 |  |  |  |  | 0 | 52.14% | 0.02521% | 0 | 0 | 0 | 0 | 0 | 0 | 0 | 0 | 0 | 0 | 0 | 0 | 0 | 0 | 0 | 0 | 0 | 0 | 0 | 0 | 0 | 0 | 0 | 0 | 0 | 0 | 0 | 0 | 0
LOWETH | LOWETH | 6240 |  |  |  |  | 0 | 52.14% | 0.8924% | 0 | 0 | 0 | 0 | 0 | 0 | 0 | 0 | 0 | 0 | 0 | 0 | 0 | 0 | 0 | 0 | 0 | 0 | 0 | 0 | 0 | 0 | 0 | 0 | 0 | 0 | 1065.1279 | 1074.8999 | 1084.7615
MADISON | MADISON VALLEY | 2500 |  |  |  |  | 0 | 52.14% | 0.6722% | 0 | 0 | 0 | 0 | 0 | 0 | 0 | 0 | 0 | 0 | 0 | 0 | 0 | 0 | 0 | 0 | 0 | 0 | 0 | 0 | 0 | 0 | 0 | 0 | 0 | 0 | 0 | 0 | 0
MALTA CITY | MALTA CITY BANK 1 | 5000 |  |  |  |  | 0 | 52.14% | 0.3343% | 0 | 0 | 0 | 0 | 0 | 0 | 0 | 0 | 0 | 0 | 0 | 0 | 0 | 0 | 0 | 0 | 0 | 0 | 0 | 0 | 0 | 0 | 0 | 0 | 0 | 0 | 132.038 | 131.5983 | 131.1601
MALTA EAST | MALTA EAST RURAL | 750 |  |  |  |  | 0 | 52.14% | 0.1502% | 0 | 0 | 0 | 0 | 0 | 0 | 0 | 0 | 0 | 0 | 0 | 0 | 0 | 0 | 0 | 0 | 0 | 0 | 0 | 0 | 0 | 0 | 0 | 0 | 0 | 0 | 0 | 0 | 0
MANHATTAN | MANHATTAN | 12500 |  |  |  |  | 0 | 52.14% | 0.1524% | 0 | 0 | 0 | 0 | 0 | 0 | 0 | 0 | 0 | 0 | 0 | 0 | 0 | 0 | 0 | 0 | 0 | 0 | 0 | 0 | 0 | 0 | 0 | 0 | 0 | 0 | 301.8016 | 307.0652 | 312.6389
MARTINSDALE | MARTINSDALE | 3000 |  |  |  |  | 0 | 52.14% | 0.04409% | 0 | 0 | 0 | 0 | 0 | 0 | 0 | 0 | 0 | 0 | 0 | 0 | 0 | 0 | 0 | 0 | 0 | 0 | 0 | 0 | 0 | 0 | 0 | 0 | 0 | 0 | 87.3077 | 88.8304 | 90.4428
MELSTONE | MELSTONE | 3000 |  |  |  |  | 0 | 52.14% | 0.5883% | 0 | 0 | 0 | 0 | 0 | 0 | 0 | 0 | 0 | 0 | 0 | 0 | 0 | 0 | 0 | 0 | 0 | 0 | 0 | 0 | 0 | 0 | 0 | 0 | 0 | 0 | 624.54 | 631.9287 | 639.4047
MELVILLE | MELVILLE | 2500 |  |  |  |  | 0 | 52.14% | 0.1545% | 0 | 0 | 0 | 0 | 0 | 0 | 0 | 0 | 0 | 0 | 0 | 0 | 0 | 0 | 0 | 0 | 0 | 0 | 0 | 0 | 0 | 0 | 0 | 0 | 0 | 0 | 51.8856 | 52.0833 | 52.2818
MISSION | MISSION | 5616 |  |  |  |  | 0 | 52.14% | 0.1164% | 0 | 0 | 0 | 0 | 0 | 0 | 0 | 0 | 0 | 0 | 0 | 0 | 0 | 0 | 0 | 0 | 0 | 0 | 0 | 0 | 0 | 0 | 0 | 0 | 0 | 0 | 0 | 0 | 0
MOCCASIN | MOCCASIN | 1800 |  |  |  |  | 0 | 52.14% | 0.08078% | 0 | 0 | 0 | 0 | 0 | 0 | 0 | 0 | 0 | 0 | 0 | 0 | 0 | 0 | 0 | 0 | 0 | 0 | 0 | 0 | 0 | 0 | 0 | 0 | 0 | 0 | 131.6903 | 132.2908 | 132.894
MONARCH | MONARCH | 2502 |  |  |  |  | 0 | 52.14% | 0.2622% | 0 | 0 | 0 | 0 | 0 | 0 | 0 | 0 | 0 | 0 | 0 | 0 | 0 | 0 | 0 | 0 | 0 | 0 | 0 | 0 | 0 | 0 | 0 | 0 | 0 | 0 | 0 | 0 | 0
MONTANA PHOSPHATE | MONTANA PHOSPHATE | 6250 |  |  |  |  | 0 | 52.14% | 0.07839% | 0 | 0 | 0 | 0 | 0 | 0 | 0 | 0 | 0 | 0 | 0 | 0 | 0 | 0 | 0 | 0 | 0 | 0 | 0 | 0 | 0 | 0 | 0 | 0 | 0 | 0 | 97.0103 | 97.0107 | 97.0111
MOORE | MOORE | 2000 |  |  |  |  | 0 | 52.14% | 0.09316% | 0 | 0 | 0 | 0 | 0 | 0 | 0 | 0 | 0 | 0 | 0 | 0 | 0 | 0 | 0 | 0 | 0 | 0 | 0 | 0 | 0 | 0 | 0 | 0 | 0 | 0 | 0 | 0 | 0
MORONY | MORONY RURAL | 1000 |  |  |  |  | 0 | 52.14% | 0.05417% | 0 | 0 | 0 | 0 | 0 | 0 | 0 | 0 | 0 | 0 | 0 | 0 | 0 | 0 | 0 | 0 | 0 | 0 | 0 | 0 | 0 | 0 | 0 | 0 | 0 | 0 | 0 | 0 | 0
MUIR | MUIR | 3750 |  |  |  |  | 0 | 52.14% | 0.07313% | 0 | 0 | 0 | 0 | 0 | 0 | 0 | 0 | 0 | 0 | 0 | 0 | 0 | 0 | 0 | 0 | 0 | 0 | 0 | 0 | 0 | 0 | 0 | 0 | 0 | 0 | 0 | 0 | 0
MUSSELSHELL | MUSSELSHELL | 7500 |  |  |  |  | 0 | 52.14% | 0.01625% | 0 | 0 | 0 | 0 | 0 | 0 | 0 | 0 | 0 | 0 | 0 | 0 | 0 | 0 | 0 | 0 | 0 | 0 | 0 | 0 | 0 | 0 | 0 | 0 | 0 | 0 | 0 | 0 | 0
NASHUA | NASHUA | 1000 |  |  |  |  | 0 | 52.14% | 0.228% | 0 | 0 | 0 | 0 | 0 | 0 | 0 | 0 | 0 | 0 | 0 | 0 | 0 | 0 | 0 | 0 | 0 | 0 | 0 | 0 | 0 | 0 | 0 | 0 | 0 | 0 | 239.5296 | 239.1358 | 238.7426
NEWMONT | NEWMONT | 3000 |  |  |  |  | 0 | 52.14% | 0.04724% | 0 | 0 | 0 | 0 | 0 | 0 | 0 | 0 | 0 | 0 | 0 | 0 | 0 | 0 | 0 | 0 | 0 | 0 | 0 | 0 | 0 | 0 | 0 | 0 | 0 | 0 | 93.549 | 95.1805 | 96.9082
NIHILL | NIHILL | 1000 |  |  |  |  | 0 | 52.14% | 0.06722% | 0 | 0 | 0 | 0 | 0 | 0 | 0 | 0 | 0 | 0 | 0 | 0 | 0 | 0 | 0 | 0 | 0 | 0 | 0 | 0 | 0 | 0 | 0 | 0 | 0 | 0 | 0 | 0 | 0
PARK CITY | PARK CITY | 2000 |  |  |  |  | 0 | 52.14% | 0.001225% | 0 | 0 | 0 | 0 | 0 | 0 | 0 | 0 | 0 | 0 | 0 | 0 | 0 | 0 | 0 | 0 | 0 | 0 | 0 | 0 | 0 | 0 | 0 | 0 | 0 | 0 | 2.4263 | 2.4686 | 2.5134
PATTERSON | PATTERSON | 12500 |  |  |  |  | 0 | 52.14% | 0.07512% | 0 | 0 | 0 | 0 | 0 | 0 | 0 | 0 | 0 | 0 | 0 | 0 | 0 | 0 | 0 | 0 | 0 | 0 | 0 | 0 | 0 | 0 | 0 | 0 | 0 | 0 | 0 | 0 | 0
PHILIPSBURG SOUTH | PHILIPSBURG SOUTH | 14000 |  |  |  |  | 0 | 52.14% | 0.1265% | 0 | 0 | 0 | 0 | 0 | 0 | 0 | 0 | 0 | 0 | 0 | 0 | 0 | 0 | 0 | 0 | 0 | 0 | 0 | 0 | 0 | 0 | 0 | 0 | 0 | 0 | 0 | 0 | 0
PLAINS | PLAINS | 28000 |  |  |  |  | 0 | 52.14% | 0.5013% | 0 | 0 | 0 | 0 | 0 | 0 | 0 | 0 | 0 | 0 | 0 | 0 | 0 | 0 | 0 | 0 | 0 | 0 | 0 | 0 | 0 | 0 | 0 | 0 | 0 | 0 | 0 | 0 | 0
PORTAGE | PORTAGE | 1000 |  |  |  |  | 0 | 52.14% | 0.1738% | 0 | 0 | 0 | 0 | 0 | 0 | 0 | 0 | 0 | 0 | 0 | 0 | 0 | 0 | 0 | 0 | 0 | 0 | 0 | 0 | 0 | 0 | 0 | 0 | 0 | 0 | 0 | 0 | 0
POWER | POWER | 2000 |  |  |  |  | 0 | 52.14% | 0.754% | 0 | 0 | 0 | 0 | 0 | 0 | 0 | 0 | 0 | 0 | 0 | 0 | 0 | 0 | 0 | 0 | 0 | 0 | 0 | 0 | 0 | 0 | 0 | 0 | 0 | 0 | 0 | 0 | 0
RAILWELDER | RAILWELDER | 5000 |  |  |  |  | 0 | 52.14% | 0.04636% | 0 | 0 | 0 | 0 | 0 | 0 | 0 | 0 | 0 | 0 | 0 | 0 | 0 | 0 | 0 | 0 | 0 | 0 | 0 | 0 | 0 | 0 | 0 | 0 | 0 | 0 | 0 | 0 | 0
RED LODGE NORTHSIDE | RED LODGE NORTHSIDE | 12500 |  |  |  |  | 0 | 52.14% | 0.1031% | 0 | 0 | 0 | 0 | 0 | 0 | 0 | 0 | 0 | 0 | 0 | 0 | 0 | 0 | 0 | 0 | 0 | 0 | 0 | 0 | 0 | 0 | 0 | 0 | 0 | 0 | 0 | 0 | 0
RENOVA | RENOVA | 3125 |  |  |  |  | 0 | 52.14% | 0.06445% | 0 | 0 | 0 | 0 | 0 | 0 | 0 | 0 | 0 | 0 | 0 | 0 | 0 | 0 | 0 | 0 | 0 | 0 | 0 | 0 | 0 | 0 | 0 | 0 | 0 | 0 | 127.6317 | 129.8577 | 132.2148
RESERVE ST | RESERVE ST BANK 2 | 25000 |  |  |  |  | 0 | 52.14% | 0.5226% | 0 | 0 | 0 | 0 | 0 | 0 | 0 | 0 | 0 | 0 | 0 | 0 | 0 | 0 | 0 | 0 | 0 | 0 | 0 | 0 | 0 | 0 | 0 | 0 | 0 | 0 | 1034.8828 | 1052.9318 | 1072.0442
RIVERSIDE | RIVERSIDE | 12500 |  |  |  |  | 0 | 52.14% | 0.04779% | 0 | 0 | 0 | 0 | 0 | 0 | 0 | 0 | 0 | 0 | 0 | 0 | 0 | 0 | 0 | 0 | 0 | 0 | 0 | 0 | 0 | 0 | 0 | 0 | 0 | 0 | 0 | 0 | 0
ROCKVALE | ROCKVALE | 3125 |  |  |  |  | 0 | 52.14% | 0.7881% | 0 | 0 | 0 | 0 | 0 | 0 | 0 | 0 | 0 | 0 | 0 | 0 | 0 | 0 | 0 | 0 | 0 | 0 | 0 | 0 | 0 | 0 | 0 | 0 | 0 | 0 | 45.0157 | 45.7835 | 46.5644
ROUNDUP | ROUNDUP BANK 2 | 5000 |  |  |  |  | 0 | 52.14% | 0.8276% | 0 | 0 | 0 | 0 | 0 | 0 | 0 | 0 | 0 | 0 | 0 | 0 | 0 | 0 | 0 | 0 | 0 | 0 | 0 | 0 | 0 | 0 | 0 | 0 | 0 | 0 | 0 | 0 | 0
ROUNDUP | ROUNDUP BANK 4 | 3750 |  |  |  |  | 0 | 52.14% | 0.2247% | 0 | 0 | 0 | 0 | 0 | 0 | 0 | 0 | 0 | 0 | 0 | 0 | 0 | 0 | 0 | 0 | 0 | 0 | 0 | 0 | 0 | 0 | 0 | 0 | 0 | 0 | 0 | 0 | 0
RUDYARD | RUDYARD | 1500 |  |  |  |  | 0 | 52.14% | 0.1463% | 0 | 0 | 0 | 0 | 0 | 0 | 0 | 0 | 0 | 0 | 0 | 0 | 0 | 0 | 0 | 0 | 0 | 0 | 0 | 0 | 0 | 0 | 0 | 0 | 0 | 0 | 0 | 0 | 0
RUSSELL STREET | RUSSELL STREET #2 BANK 1 | 20000 |  |  |  |  | 0 | 52.14% | 0.1714% | 0 | 0 | 0 | 0 | 0 | 0 | 0 | 0 | 0 | 0 | 0 | 0 | 0 | 0 | 0 | 0 | 0 | 0 | 0 | 0 | 0 | 0 | 0 | 0 | 0 | 0 | 0 | 0 | 0
RUSSELL STREET | RUSSELL STREET #2 BANK 2 | 20000 |  |  |  |  | 0 | 52.14% | 0.0418% | 0 | 0 | 0 | 0 | 0 | 0 | 0 | 0 | 0 | 0 | 0 | 0 | 0 | 0 | 0 | 0 | 0 | 0 | 0 | 0 | 0 | 0 | 0 | 0 | 0 | 0 | 82.7659 | 84.2094 | 85.7379
RUSSELL STREET | RUSSELL STREET #2 BANK 3 | 20000 |  |  |  |  | 0 | 52.14% | 1.321% | 0 | 0 | 0 | 0 | 0 | 0 | 0 | 0 | 0 | 0 | 0 | 0 | 0 | 0 | 0 | 0 | 0 | 0 | 0 | 0 | 0 | 0 | 0 | 0 | 0 | 0 | 2615.7759 | 2661.3965 | 2709.705
RYEGATE | RYEGATE | 1000 |  |  |  |  | 0 | 52.14% | 1.274% | 0 | 0 | 0 | 0 | 0 | 0 | 0 | 0 | 0 | 0 | 0 | 0 | 0 | 0 | 0 | 0 | 0 | 0 | 0 | 0 | 0 | 0 | 0 | 0 | 0 | 0 | 173.3306 | 174.4783 | 175.6337
SACO | SACO | 999 |  |  |  |  | 0 | 52.14% | 1.204% | 0 | 0 | 0 | 0 | 0 | 0 | 0 | 0 | 0 | 0 | 0 | 0 | 0 | 0 | 0 | 0 | 0 | 0 | 0 | 0 | 0 | 0 | 0 | 0 | 0 | 0 | 23.7216 | 23.4223 | 23.1268
SHERIDAN CITY | SHERIDAN CITY | 5000 |  |  |  |  | 0 | 52.14% | 0.05334% | 0 | 0 | 0 | 0 | 0 | 0 | 0 | 0 | 0 | 0 | 0 | 0 | 0 | 0 | 0 | 0 | 0 | 0 | 0 | 0 | 0 | 0 | 0 | 0 | 0 | 0 | 105.6265 | 107.4687 | 109.4194
SHILOH | SHILOH | 50000 |  |  |  |  | 0 | 52.14% | 0.04256% | 0 | 0 | 0 | 0 | 0 | 0 | 0 | 0 | 0 | 0 | 0 | 0 | 0 | 0 | 0 | 0 | 0 | 0 | 0 | 0 | 0 | 0 | 0 | 0 | 0 | 0 | 0 | 0 | 0
GFALLS SOUTHSIDE | SOUTHSIDE EAST BANK | 20000 |  |  |  |  | 0 | 52.14% | 0.1633% | 0 | 0 | 0 | 0 | 0 | 0 | 0 | 0 | 0 | 0 | 0 | 0 | 0 | 0 | 0 | 0 | 0 | 0 | 0 | 0 | 0 | 0 | 0 | 0 | 0 | 0 | 323.3986 | 329.0389 | 335.0115
GFALLS SOUTHSIDE | SOUTHSIDE WEST BANK | 20000 |  |  |  |  | 0 | 52.14% | 1.275% | 0 | 0 | 0 | 0 | 0 | 0 | 0 | 0 | 0 | 0 | 0 | 0 | 0 | 0 | 0 | 0 | 0 | 0 | 0 | 0 | 0 | 0 | 0 | 0 | 0 | 0 | 2371.1231 | 2378.9256 | 2386.7538
SPOKANE BENCH | SPOKANE BENCH | 6250 |  |  |  |  | 0 | 52.14% | 0.2599% | 0 | 0 | 0 | 0 | 0 | 0 | 0 | 0 | 0 | 0 | 0 | 0 | 0 | 0 | 0 | 0 | 0 | 0 | 0 | 0 | 0 | 0 | 0 | 0 | 0 | 0 | 435.1717 | 439.623 | 444.1198
SPRINGDALE PUMP | SPRINGDALE PUMP | 3750 |  |  |  |  | 0 | 52.14% | 0.07825% | 0 | 0 | 0 | 0 | 0 | 0 | 0 | 0 | 0 | 0 | 0 | 0 | 0 | 0 | 0 | 0 | 0 | 0 | 0 | 0 | 0 | 0 | 0 | 0 | 0 | 0 | 0 | 0 | 0
ST. REGIS | ST. REGIS | 7000 |  |  |  |  | 0 | 52.14% | 0.2407% | 0 | 0 | 0 | 0 | 0 | 0 | 0 | 0 | 0 | 0 | 0 | 0 | 0 | 0 | 0 | 0 | 0 | 0 | 0 | 0 | 0 | 0 | 0 | 0 | 0 | 0 | 0 | 0 | 0
STANFORD CITY | STANFORD CITY | 5000 |  |  |  |  | 0 | 52.14% | 0.0939% | 0 | 0 | 0 | 0 | 0 | 0 | 0 | 0 | 0 | 0 | 0 | 0 | 0 | 0 | 0 | 0 | 0 | 0 | 0 | 0 | 0 | 0 | 0 | 0 | 0 | 0 | 0 | 0 | 0
STEVENSVILLE | STEVENSVILLE | 25000 |  |  |  |  | 0 | 52.14% | 0.4462% | 0 | 0 | 0 | 0 | 0 | 0 | 0 | 0 | 0 | 0 | 0 | 0 | 0 | 0 | 0 | 0 | 0 | 0 | 0 | 0 | 0 | 0 | 0 | 0 | 0 | 0 | 0 | 0 | 0
STILLWATER | STILLWATER | 35000 |  |  |  |  | 0 | 52.14% | 1.831% | 0 | 0 | 0 | 0 | 0 | 0 | 0 | 0 | 0 | 0 | 0 | 0 | 0 | 0 | 0 | 0 | 0 | 0 | 0 | 0 | 0 | 0 | 0 | 0 | 0 | 0 | 0 | 0 | 0
STOCKETT | STOCKETT | 2500 |  |  |  |  | 0 | 52.14% | 0.1532% | 0 | 0 | 0 | 0 | 0 | 0 | 0 | 0 | 0 | 0 | 0 | 0 | 0 | 0 | 0 | 0 | 0 | 0 | 0 | 0 | 0 | 0 | 0 | 0 | 0 | 0 | 0 | 0 | 0
STRAW | STRAW | 2000 |  |  |  |  | 0 | 52.14% | 0.06338% | 0 | 0 | 0 | 0 | 0 | 0 | 0 | 0 | 0 | 0 | 0 | 0 | 0 | 0 | 0 | 0 | 0 | 0 | 0 | 0 | 0 | 0 | 0 | 0 | 0 | 0 | 0 | 0 | 0
SUMATRA | SUMATRA | 5000 |  |  |  |  | 0 | 52.14% | 0.1415% | 0 | 0 | 0 | 0 | 0 | 0 | 0 | 0 | 0 | 0 | 0 | 0 | 0 | 0 | 0 | 0 | 0 | 0 | 0 | 0 | 0 | 0 | 0 | 0 | 0 | 0 | 0 | 0 | 0
SUPERIOR | SUPERIOR | 5000 |  |  |  |  | 0 | 52.14% | 0.2994% | 0 | 0 | 0 | 0 | 0 | 0 | 0 | 0 | 0 | 0 | 0 | 0 | 0 | 0 | 0 | 0 | 0 | 0 | 0 | 0 | 0 | 0 | 0 | 0 | 0 | 0 | 0 | 0 | 0
TARGET RANGE | TARGET RANGE #7 - 1 | 20000 |  |  |  |  | 0 | 52.14% | 0.6441% | 0 | 0 | 0 | 0 | 0 | 0 | 0 | 0 | 0 | 0 | 0 | 0 | 0 | 0 | 0 | 0 | 0 | 0 | 0 | 0 | 0 | 0 | 0 | 0 | 0 | 0 | 803.2407 | 819.3055 | 835.6916
TARGET RANGE | TARGET RANGE #7 - 2 | 20000 |  |  |  |  | 0 | 52.14% | 0.3332% | 0 | 0 | 0 | 0 | 0 | 0 | 0 | 0 | 0 | 0 | 0 | 0 | 0 | 0 | 0 | 0 | 0 | 0 | 0 | 0 | 0 | 0 | 0 | 0 | 0 | 0 | 610.3157 | 613.5479 | 616.7973
THOMPSON FALLS | THOMPSON FALLS CITY | 20000 |  |  |  |  | 0 | 52.14% | 0.4542% | 0 | 0 | 0 | 0 | 0 | 0 | 0 | 0 | 0 | 0 | 0 | 0 | 0 | 0 | 0 | 0 | 0 | 0 | 0 | 0 | 0 | 0 | 0 | 0 | 0 | 0 | 0 | 0 | 0
TODD | TODD | 7500 |  |  |  |  | 0 | 52.14% | 0.004363% | 0 | 0 | 0 | 0 | 0 | 0 | 0 | 0 | 0 | 0 | 0 | 0 | 0 | 0 | 0 | 0 | 0 | 0 | 0 | 0 | 0 | 0 | 0 | 0 | 0 | 0 | 8.639 | 8.7896 | 8.9492
TOSTON | TOSTON | 6250 |  |  |  |  | 0 | 52.14% | 0.03075% | 0 | 0 | 0 | 0 | 0 | 0 | 0 | 0 | 0 | 0 | 0 | 0 | 0 | 0 | 0 | 0 | 0 | 0 | 0 | 0 | 0 | 0 | 0 | 0 | 0 | 0 | 60.8884 | 61.9504 | 63.0748
TOWNSEND | TOWNSEND | 20000 |  |  |  |  | 0 | 52.14% | 1.109% | 0 | 0 | 0 | 0 | 0 | 0 | 0 | 0 | 0 | 0 | 0 | 0 | 0 | 0 | 0 | 0 | 0 | 0 | 0 | 0 | 0 | 0 | 0 | 0 | 0 | 0 | 425.5589 | 429.7417 | 433.9658
TUNIS | TUNIS SUB | 6250 |  |  |  |  | 0 | 52.14% | 0.06005% | 0 | 0 | 0 | 0 | 0 | 0 | 0 | 0 | 0 | 0 | 0 | 0 | 0 | 0 | 0 | 0 | 0 | 0 | 0 | 0 | 0 | 0 | 0 | 0 | 0 | 0 | 0 | 0 | 0
TWIN BRIDGES | TWIN BRIDGES | 3000 |  |  |  |  | 0 | 52.14% | 0.1072% | 0 | 0 | 0 | 0 | 0 | 0 | 0 | 0 | 0 | 0 | 0 | 0 | 0 | 0 | 0 | 0 | 0 | 0 | 0 | 0 | 0 | 0 | 0 | 0 | 0 | 0 | 116.189 | 116.274 | 116.3591
TWO DOT | TWO DOT | 1000 |  |  |  |  | 0 | 52.14% | 0.04764% | 0 | 0 | 0 | 0 | 0 | 0 | 0 | 0 | 0 | 0 | 0 | 0 | 0 | 0 | 0 | 0 | 0 | 0 | 0 | 0 | 0 | 0 | 0 | 0 | 0 | 0 | 94.335 | 95.9803 | 97.7225
ULM | ULM | 10000 |  |  |  |  | 0 | 52.14% | 0.2394% | 0 | 0 | 0 | 0 | 0 | 0 | 0 | 0 | 0 | 0 | 0 | 0 | 0 | 0 | 0 | 0 | 0 | 0 | 0 | 0 | 0 | 0 | 0 | 0 | 0 | 0 | 0 | 0 | 0
UTICA PUMP | UTICA PUMP | 9375 |  |  |  |  | 0 | 52.14% | 0.1432% | 0 | 0 | 0 | 0 | 0 | 0 | 0 | 0 | 0 | 0 | 0 | 0 | 0 | 0 | 0 | 0 | 0 | 0 | 0 | 0 | 0 | 0 | 0 | 0 | 0 | 0 | 0 | 0 | 0
VALIER | VALIER | 1500 |  |  |  |  | 0 | 52.14% | 0.04963% | 0 | 0 | 0 | 0 | 0 | 0 | 0 | 0 | 0 | 0 | 0 | 0 | 0 | 0 | 0 | 0 | 0 | 0 | 0 | 0 | 0 | 0 | 0 | 0 | 0 | 0 | 0 | 0 | 0
VALIER - WILLIAMS | VALIER - WILLIAMS | 14000 |  |  |  |  | 0 | 52.14% | 0.2038% | 0 | 0 | 0 | 0 | 0 | 0 | 0 | 0 | 0 | 0 | 0 | 0 | 0 | 0 | 0 | 0 | 0 | 0 | 0 | 0 | 0 | 0 | 0 | 0 | 0 | 0 | 0 | 0 | 0
VALIER-BULLHEAD | VALIER-BULLHEAD | 3000 |  |  |  |  | 0 | 52.14% | 0.08462% | 0 | 0 | 0 | 0 | 0 | 0 | 0 | 0 | 0 | 0 | 0 | 0 | 0 | 0 | 0 | 0 | 0 | 0 | 0 | 0 | 0 | 0 | 0 | 0 | 0 | 0 | 0 | 0 | 0
VAUGHN | VAUGHN | 5000 |  |  |  |  | 0 | 52.14% | 0.331% | 0 | 0 | 0 | 0 | 0 | 0 | 0 | 0 | 0 | 0 | 0 | 0 | 0 | 0 | 0 | 0 | 0 | 0 | 0 | 0 | 0 | 0 | 0 | 0 | 0 | 0 | 0 | 0 | 0
VIRGINIA | VIRGINIA CITY | 2500 |  |  |  |  | 0 | 52.14% | 0.04276% | 0 | 0 | 0 | 0 | 0 | 0 | 0 | 0 | 0 | 0 | 0 | 0 | 0 | 0 | 0 | 0 | 0 | 0 | 0 | 0 | 0 | 0 | 0 | 0 | 0 | 0 | 0 | 0 | 0
WAYNE PUMP | WAYNE PUMP | 9375 |  |  |  |  | 0 | 52.14% | 0.1731% | 0 | 0 | 0 | 0 | 0 | 0 | 0 | 0 | 0 | 0 | 0 | 0 | 0 | 0 | 0 | 0 | 0 | 0 | 0 | 0 | 0 | 0 | 0 | 0 | 0 | 0 | 215.4166 | 216.6814 | 217.9537
WHITEHALL | WHITEHALL | 5000 |  |  |  |  | 0 | 52.14% | 0.298% | 0 | 0 | 0 | 0 | 0 | 0 | 0 | 0 | 0 | 0 | 0 | 0 | 0 | 0 | 0 | 0 | 0 | 0 | 0 | 0 | 0 | 0 | 0 | 0 | 0 | 0 | 0 | 0 | 0
WILLOW CREEK | WILLOW CREEK | 2500 |  |  |  |  | 0 | 52.14% | 0.04816% | 0 | 0 | 0 | 0 | 0 | 0 | 0 | 0 | 0 | 0 | 0 | 0 | 0 | 0 | 0 | 0 | 0 | 0 | 0 | 0 | 0 | 0 | 0 | 0 | 0 | 0 | 0 | 0 | 0
WINDHAM | WINDHAM | 1000 |  |  |  |  | 0 | 52.14% | 0.05882% | 0 | 0 | 0 | 0 | 0 | 0 | 0 | 0 | 0 | 0 | 0 | 0 | 0 | 0 | 0 | 0 | 0 | 0 | 0 | 0 | 0 | 0 | 0 | 0 | 0 | 0 | 0 | 0 | 0
WOLF | WOLF CREEK | 4992 |  |  |  |  | 0 | 52.14% | 0.07109% | 0 | 0 | 0 | 0 | 0 | 0 | 0 | 0 | 0 | 0 | 0 | 0 | 0 | 0 | 0 | 0 | 0 | 0 | 0 | 0 | 0 | 0 | 0 | 0 | 0 | 0 | 140.7813 | 143.2366 | 145.8366
ZURICH | ZURICH | 1503 |  |  |  |  | 0 | 52.14% | 0.06329% | 0 | 0 | 0 | 0 | 0 | 0 | 0 | 0 | 0 | 0 | 0 | 0 | 0 | 0 | 0 | 0 | 0 | 0 | 0 | 0 | 0 | 0 | 0 | 0 | 0 | 0 | 125.3307 | 127.5165 | 129.8312
Adjusted Substation Forecasts (High)
Substation | Transformer | Nameplate | Peak 2017 Loading | Winter Peak | Summer Peak | Peak Season | Planned Substation Upgrade |  | Growth | 2017 | 2018 | 2019 | 2020 | 2021 | 2022 | 2023 | 2024 | 2025 | 2026 | 2027 | 2028 | 2029 | 2030 | 2031 | 2032 | 2033 | 2034 | 2035 | 2036 | 2037 | 2038 | 2039 | 2040 | 2041 | 2042
ABSAROKEE | ABSAROKEE | 6250 |  |  |  |  | 0
ALBERTON | ALBERTON | 2500 |  |  |  |  | 1
AMSTERDAM | AMSTERDAM | 5500 |  |  |  |  | 1
ANACONDA CITY | ANACONDA CITY 3 | 10000 |  |  |  |  | 0
ANACONDA CITY | ANACONDA CITY 4 | 10000 |  |  |  |  | 0
AUGUSTA | AUGUSTA | 1500 |  |  |  |  | 0
BARBER | BARBER | 750 |  |  |  |  | 0
BASIN | BASIN | 750 |  |  |  |  | 0
BELGRADE | BELGRADE 1 | 20000 |  |  |  |  | 0
BELGRADE | BELGRADE 2 | 20000 |  |  |  |  | 0
BELT | BELT | 5000 |  |  |  |  | 0
BIG SANDY | BIG SANDY | 2500 |  |  |  |  | 0
LONE MOUNTAIN | BIG SKY LONE MOUNTAIN BANK 1 | 42000 |  |  |  |  | 0
LONE MOUNTAIN | BIG SKY LONE MOUNTAIN BANK 2 | 42000 |  |  |  |  | 0
BIG SKY MEADOW | BIG SKY MEADOW VILLAGE | 25000 |  |  |  |  | 0
BIG TIMBER | BIG TIMBER | 6250 |  |  |  |  | 0
BILLINGS 8TH ST. | BILLINGS 8TH ST. 1 | 42000 |  |  |  |  | 0
BILLINGS 8TH ST. | BILLINGS 8TH ST. 2 | 42000 |  |  |  |  | 0
BILLINGS 8TH ST. | BILLINGS 8TH ST. 3 | 42000 |  |  |  |  | 0
BILLINGS BELLROCK | BILLINGS BELLROCK 1 | 42000 |  |  |  |  | 0
BILLINGS BELLROCK | BILLINGS BELLROCK 2 | 42000 |  |  |  |  | 0
BILLINGS EASTSIDE | BILLINGS EASTSIDE 3 | 20000 |  |  |  |  | 0
BILLINGS EASTSIDE | BILLINGS EASTSIDE 4 | 20000 |  |  |  |  | 0
BILLINGS EASTSIDE | BILLINGS EASTSIDE 5 | 20000 |  |  |  |  | 0
BILLINGS KING AVE | BILLINGS KING AVE. 1 | 20000 |  |  |  |  | 0
BILLINGS KING AVE | BILLINGS KING AVE. 2 | 20000 |  |  |  |  | 0
BILLINGS MERIDIAN | BILLINGS MERIDIAN BANK 1 | 20000 |  |  |  |  | 0
BILLINGS MERIDIAN | BILLINGS MERIDIAN BANK 2 | 20000 |  |  |  |  | 0
BILLINGS RIMROCK | BILLINGS RIMROCK | 20000 |  |  |  |  | 0
BILLINGS STEAMPLANT | BILLINGS STEAMPLANT SWYD A | 20000 |  |  |  |  | 0
BILLINGS STEAMPLANT | BILLINGS STEAMPLANT SWYD B | 20000 |  |  |  |  | 0
BILLINGS WICKS LANE | BILLINGS WICKS LANE 1 | 25000 |  |  |  |  | 0
BILLINGS WICKS LANE | BILLINGS WICKS LANE 2 | 25000 |  |  |  |  | 0
BONNER | BONNER FDR 61 & 62 | 20000 |  |  |  |  | 0
BOULDER | BOULDER | 5000 |  |  |  |  | 0
BOX ELDER | BOX ELDER | 1000 |  |  |  |  | 0
BOZEMAN EAST | BOZEMAN EAST GALLATIN 3 | 10000 |  |  |  |  | 0
BOZEMAN EAST | BOZEMAN EAST GALLATIN 4 | 20000 |  |  |  |  | 0
BOZEMAN SOURDOUGH | BOZEMAN SOURDOUGH #1 | 20000 |  |  |  |  | 1
BOZEMAN SOUTHSIDE | BOZEMAN SOUTHSIDE 5 | 20000 |  |  |  |  | 0
BOZEMAN SOUTHSIDE | BOZEMAN SOUTHSIDE 6 | 20000 |  |  |  |  | 0
BOZEMAN WESTSIDE | BOZEMAN WESTSIDE BK1 | 20000 |  |  |  |  | 0
BOZEMAN WESTSIDE | BOZEMAN WESTSIDE BK2 | 42000 |  |  |  |  | 0
BRADY | BRADY | 1000 |  |  |  |  | 0
BRIDGER | BRIDGER | 12500 |  |  |  |  | 0
BROADVIEW CITY | BROADVIEW CITY | 2000 |  |  |  |  | 0
BUTLER CREEK | BUTLER CREEK | 20000 |  |  |  |  | 0
BUTTE CORA | BUTTE CORA | 20000 |  |  |  |  | 0
BUTTE INDUSTRIAL PARK | BUTTE INDUSTRIAL PARK | 10000 |  |  |  |  | 0
BUTTE MONTANA ST | BUTTE MONTANA ST. SWITCHYARD 1 | 6240 |  |  |  |  | 1
BUTTE MONTANA ST | BUTTE MONTANA ST. SWITCHYARD 2 | 6240 |  |  |  |  | 1
BUTTE MONTANA ST | BUTTE MONTANA ST. SWITCHYARD 3 | 25000 |  |  |  |  | 0
BUTTE MONTANA ST | BUTTE MONTANA ST. SWITCHYARD 5 | 25000 |  |  |  |  | 0
CANYON CREEK | CANYON CREEK | 10000 |  |  |  |  | 0
CARTER | CARTER | 2500 |  |  |  |  | 0
CHARLOS HEIGHTS | CHARLOS HEIGHTS | 3750 |  |  |  |  | 0
CHESTER | CHESTER | 4995 |  |  |  |  | 0
CHINOOK | CHINOOK | 5000 |  |  |  |  | 0
CHOTEAU | CHOTEAU 1 | 2500 |  |  |  |  | 0
CHOTEAU | CHOTEAU 2 | 5000 |  |  |  |  | 0
CIRCLE BRIDGE | CIRCLE BRIDGE | 1500 |  |  |  |  | 0
CITY SUB #1 | CITY SUB #1 | 20000 |  |  |  |  | 0
CITY SUB #1 | CITY SUB #1 BNK 4 | 20000 |  |  |  |  | 0
CLANCY | CLANCY | 6220 |  |  |  |  | 0
COBBLESTONE | COBBLESTONE | 5000 |  |  |  |  | 0
COLLINS | COLLINS | 2500 |  |  |  |  | 0
COLSTRIP SWITCHYARD | COLSTRIP SWITCHYARD (TOWN) 1 | 20000 |  |  |  |  | 0
COLSTRIP SWITCHYARD | COLSTRIP SWITCHYARD (TOWN) 2 | 20000 |  |  |  |  | 0
CONRAD CITY | CONRAD CITY BNK 1 | 3750 |  |  |  |  | 0
CONRAD CITY | CONRAD CITY BNK 2 | 6250 |  |  |  |  | 0
CONRAD | CONRAD PUMP | 9375 |  |  |  |  | 0
CORVALLIS | CORVALLIS | 5000 |  |  |  |  | 0
CRAIG | CRAIG | 4992 |  |  |  |  | 0
DARBY | DARBY 1 | 6250 |  |  |  |  | 0
DARBY | DARBY 2 | 6250 |  |  |  |  | 0
DEER LODGE CITY | DEER LODGE CITY | 6000 |  |  |  |  | 1
DEER LODGE CITY | DEER LODGE CITY 25KV | 20000 |  |  |  |  | 0
DENTON | DENTON | 2500 |  |  |  |  | 0
DIAMOND | DIAMOND MATCH | 2500 |  |  |  |  | 0
DILLON | DILLON AIRPORT | 2500 |  |  |  |  | 0
DIVIDE | DIVIDE | 4992 |  |  |  |  | 0
DODSON | DODSON | 1002 |  |  |  |  | 0
DOWNER | DOWNER | 2500 |  |  |  |  | 0
DRUMMOND | DRUMMOND CITY | 6250 |  |  |  |  | 0
EAST BENCH | EAST BENCH | 2500 |  |  |  |  | 0
EAST HELENA SWYD | EAST HELENA SWYD 1 | 25000 |  |  |  |  | 1
EAST HELENA SWYD | EAST HELENA SWYD 4 | 40000 |  |  |  |  | 1
ENNIS | ENNIS | 10000 |  |  |  |  | 0
EUSTIS | EUSTIS | 3000 |  |  |  |  | 0
FAIRFIELD | FAIRFIELD | 3000 |  |  |  |  | 0
FAIRMONT | FAIRMONT | 5000 |  |  |  |  | 0
FLORENCE | FLORENCE | 2500 |  |  |  |  | 0
FORT BELKNAP | FORT BELKNAP | 2496 |  |  |  |  | 0
FORT BENTON | FORT BENTON BNK 1 | 5000 |  |  |  |  | 0
FORT BENTON | FORT BENTON BNK 2 | 6250 |  |  |  |  | 0
FROMBERG | FROMBERG | 2500 |  |  |  |  | 0
GAGE | GAGE | 2333 |  |  |  |  | 0
GARDINER | GARDINER | 5000 |  |  |  |  | 0
GERALDINE | GERALDINE | 1998 |  |  |  |  | 0
GILDFORD | GILDFORD | 500 |  |  |  |  | 0
GLASGOW | GLASGOW EASTSIDE | 6250 |  |  |  |  | 0
GLASGOW WESTSIDE | GLASGOW WESTSIDE #1 | 6250 |  |  |  |  | 0
GLASGOW WESTSIDE | GLASGOW WESTSIDE #2 | 6250 |  |  |  |  | 0
GREAT FALLS CITY | GREAT FALLS CITY (NORTH BANK) | 20000 |  |  |  |  | 0
GREAT FALLS CITY | GREAT FALLS CITY (SOUTH BANK) | 40000 |  |  |  |  | 0
GREAT FALLS EASTSIDE | GREAT FALLS EASTSIDE 1 | 25000 |  |  |  |  | 0
GREAT FALLS EASTSIDE | GREAT FALLS EASTSIDE 2 | 12500 |  |  |  |  | 0
GREAT FALLS NORTHEAST | GREAT FALLS NORTHEAST | 20000 |  |  |  |  | 0
GREAT FALLS NORTHWEST | GREAT FALLS NORTHWEST (EAST BANK) | 20000 |  |  |  |  | 0
GREAT FALLS NORTHWEST | GREAT FALLS NORTHWEST (WEST BANK) | 20000 |  |  |  |  | 0
GREAT FALLS RIVERVIEW | GREAT FALLS RIVERVIEW #1 | 20000 |  |  |  |  | 0
GREAT FALLS RIVERVIEW | GREAT FALLS RIVERVIEW #2 | 25000 |  |  |  |  | 0
GREAT FALLS SOUTHEAST | GREAT FALLS SOUTHEAST | 42000 |  |  |  |  | 0
GREAT FALLS SOUTHWEST | GREAT FALLS SOUTHWEST | 20000 |  |  |  |  | 0
GREY | GREY CLIFF | 1800 |  |  |  |  | 0
GRIZZLY | GRIZZLY PEAK | 5000 |  |  |  |  | 0
HAMILTON SOUTHSIDE | HAMILTON SOUTHSIDE 1 | 20000 |  |  |  |  | 0
HAMILTON SOUTHSIDE | HAMILTON SOUTHSIDE 2 | 20000 |  |  |  |  | 0
HARDIN | HARDIN CITY | 20000 |  |  |  |  | 0
HARLEM | HARLEM | 5600 |  |  |  |  | 0
HARLOWTON | HARLOWTON | 2500 |  |  |  |  | 0
HARRISON | HARRISON - PONY | 2496 |  |  |  |  | 0
HAUGAN | HAUGAN | 1500 |  |  |  |  | 0
HAUSER | HAUSER DIST | 4998 |  |  |  |  | 0
HAVRE CITY | HAVRE CITY | 9375 |  |  |  |  | 0
HAVRE CITY | HAVRE CITY EAST BANK 1 | 6250 |  |  |  |  | 0
HAVRE CITY | HAVRE CITY WEST BANK 3 | 6250 |  |  |  |  | 0
HAVRE EASTSIDE | HAVRE EASTSIDE | 12500 |  |  |  |  | 0
HAVRE HIGHLAND | HAVRE HIGHLAND PARK | 10500 |  |  |  |  | 0
HELENA EASTSIDE | HELENA EASTSIDE 1 | 20000 |  |  |  |  | 0
HELENA GOLF COURSE | HELENA GOLF COURSE 1 | 20000 |  |  |  |  | 0
HELENA GOLF COURSE | HELENA GOLF COURSE 2 | 42000 |  |  |  |  | 0
HELENA SOUTHSIDE | HELENA SOUTHSIDE 1 | 20000 |  |  |  |  | 0
HELENA SOUTHSIDE | HELENA SOUTHSIDE 2 | 20000 |  |  |  |  | 0
HELENA VALLEY | HELENA VALLEY 1 | 25000 |  |  |  |  | 0
HELENA VALLEY | HELENA VALLEY 2 | 20000 |  |  |  |  | 0
HELENA WESTSIDE | HELENA WESTSIDE 1 | 6240 |  |  |  |  | 0
HELENA WESTSIDE | HELENA WESTSIDE 2 | 25000 |  |  |  |  | 0
HELENA WESTSIDE | HELENA WESTSIDE 3 | 12500 |  |  |  |  | 0
HILLVIEW | HILLVIEW HEIGHTS #5 | 20000 |  |  |  |  | 0
HINGHAM | HINGHAM | 1000 |  |  |  |  | 0
HINSDALE | HINSDALE | 600 |  |  |  |  | 1
INDUSTRIAL SUB #3 | INDUSTRIAL SUB #3 - BANK 1 | 20000 |  |  |  |  | 0
INDUSTRIAL SUB #3 | INDUSTRIAL SUB #3 - BANK 2 | 20000 |  |  |  |  | 0
INDUSTRIAL SUB #3 | INDUSTRIAL SUB #3 - BANK 3 | 20000 |  |  |  |  | 0
INVERNESS | INVERNESS | 1500 |  |  |  |  | 0
IVANHOE | IVANHOE | 1800 |  |  |  |  | 0
JACKRABBIT | JACK RABBIT 3 | 22400 |  |  |  |  | 1
JIM | JIM COULEE | 5000 |  |  |  |  | 0
JOPLIN | JOPLIN | 750 |  |  |  |  | 0
KINGSHILL | KINGSHILL | 600 |  |  |  |  | 0
KREMLIN | KREMLIN | 600 |  |  |  |  | 0
LADUKE | LADUKE | 2500 |  |  |  |  | 0
LANDERS | LANDERS FORK | 12504 |  |  |  |  | 0
LAURIN | LAURIN | 5000 |  |  |  |  | 0
LAVINA | LAVINA | 5000 |  |  |  |  | 0
LAVINA | LAVINA PUMP | 9375 |  |  |  |  | 0
LEWISTOWN #1 | LEWISTOWN #1 | 5000 |  |  |  |  | 0
LEWISTOWN BOULEVARD | LEWISTOWN BOULEVARD 1 | 7500 |  |  |  |  | 0
LEWISTOWN BOULEVARD | LEWISTOWN BOULEVARD 2 | 5000 |  |  |  |  | 0
LIVINGSTON NORTHSIDE | LIVINGSTON NORTHSIDE | 5000 |  |  |  |  | 1
LIVINGSTON WESTSIDE | LIVINGSTON WESTSIDE 1 | 12000 |  |  |  |  | 0
LIVINGSTON WESTSIDE | LIVINGSTON WESTSIDE BNK 2 | 12500 |  |  |  |  | 0
LOHMAN | LOHMAN | 2498.4 |  |  |  |  | 0
LOLO | LOLO | 20000 |  |  |  |  | 0
LOMA | LOMA | 2500 |  |  |  |  | 0
LOWETH | LOWETH | 6240 |  |  |  |  | 0
MADISON | MADISON VALLEY | 2500 |  |  |  |  | 0
MALTA CITY | MALTA CITY BANK 1 | 5000 |  |  |  |  | 0
MALTA EAST | MALTA EAST RURAL | 750 |  |  |  |  | 0
MANHATTAN | MANHATTAN | 12500 |  |  |  |  | 0
MARTINSDALE | MARTINSDALE | 3000 |  |  |  |  | 0
MELSTONE | MELSTONE | 3000 |  |  |  |  | 0
MELVILLE | MELVILLE | 2500 |  |  |  |  | 0
MISSION | MISSION | 5616 |  |  |  |  | 0
MOCCASIN | MOCCASIN | 1800 |  |  |  |  | 0
MONARCH | MONARCH | 2502 |  |  |  |  | 0
MONTANA PHOSPHATE | MONTANA PHOSPHATE | 6250 |  |  |  |  | 0
MOORE | MOORE | 2000 |  |  |  |  | 0
MORONY | MORONY RURAL | 1000 |  |  |  |  | 0
MUIR | MUIR | 3750 |  |  |  |  | 0
MUSSELSHELL | MUSSELSHELL | 7500 |  |  |  |  | 0
NASHUA | NASHUA | 1000 |  |  |  |  | 0
NEWMONT | NEWMONT | 3000 |  |  |  |  | 0
NIHILL | NIHILL | 1000 |  |  |  |  | 0
PARK CITY | PARK CITY | 2000 |  |  |  |  | 0
PATTERSON | PATTERSON | 12500 |  |  |  |  | 0
PHILIPSBURG SOUTH | PHILIPSBURG SOUTH | 14000 |  |  |  |  | 0
PLAINS | PLAINS | 28000 |  |  |  |  | 0
PORTAGE | PORTAGE | 1000 |  |  |  |  | 0
POWER | POWER | 2000 |  |  |  |  | 0
RAILWELDER | RAILWELDER | 5000 |  |  |  |  | 0
RED LODGE NORTHSIDE | RED LODGE NORTHSIDE | 12500 |  |  |  |  | 0
RENOVA | RENOVA | 3125 |  |  |  |  | 0
RESERVE ST | RESERVE ST BANK 2 | 25000 |  |  |  |  | 0
RIVERSIDE | RIVERSIDE | 12500 |  |  |  |  | 0
ROCKVALE | ROCKVALE | 3125 |  |  |  |  | 0
ROUNDUP | ROUNDUP BANK 2 | 5000 |  |  |  |  | 0
ROUNDUP | ROUNDUP BANK 4 | 3750 |  |  |  |  | 0
RUDYARD | RUDYARD | 1500 |  |  |  |  | 0
RUSSELL STREET | RUSSELL STREET #2 BANK 1 | 20000 |  |  |  |  | 0
RUSSELL STREET | RUSSELL STREET #2 BANK 2 | 20000 |  |  |  |  | 0
RUSSELL STREET | RUSSELL STREET #2 BANK 3 | 20000 |  |  |  |  | 0
RYEGATE | RYEGATE | 1000 |  |  |  |  | 0
SACO | SACO | 999 |  |  |  |  | 0
SHERIDAN CITY | SHERIDAN CITY | 5000 |  |  |  |  | 0
SHILOH | SHILOH | 50000 |  |  |  |  | 0
GFALLS SOUTHSIDE | SOUTHSIDE EAST BANK | 20000 |  |  |  |  | 0
GFALLS SOUTHSIDE | SOUTHSIDE WEST BANK | 20000 |  |  |  |  | 0
SPOKANE BENCH | SPOKANE BENCH | 6250 |  |  |  |  | 0
SPRINGDALE PUMP | SPRINGDALE PUMP | 3750 |  |  |  |  | 0
ST. REGIS | ST. REGIS | 7000 |  |  |  |  | 0
STANFORD CITY | STANFORD CITY | 5000 |  |  |  |  | 0
STEVENSVILLE | STEVENSVILLE | 25000 |  |  |  |  | 0
STILLWATER | STILLWATER | 35000 |  |  |  |  | 0
STOCKETT | STOCKETT | 2500 |  |  |  |  | 0
STRAW | STRAW | 2000 |  |  |  |  | 0
SUMATRA | SUMATRA | 5000 |  |  |  |  | 0
SUPERIOR | SUPERIOR | 5000 |  |  |  |  | 0
TARGET RANGE | TARGET RANGE #7 - 1 | 20000 |  |  |  |  | 0
TARGET RANGE | TARGET RANGE #7 - 2 | 20000 |  |  |  |  | 0
THOMPSON FALLS | THOMPSON FALLS CITY | 20000 |  |  |  |  | 0
TODD | TODD | 7500 |  |  |  |  | 0
TOSTON | TOSTON | 6250 |  |  |  |  | 0
TOWNSEND | TOWNSEND | 20000 |  |  |  |  | 0
TUNIS | TUNIS SUB | 6250 |  |  |  |  | 0
TWIN BRIDGES | TWIN BRIDGES | 3000 |  |  |  |  | 0
TWO DOT | TWO DOT | 1000 |  |  |  |  | 0
ULM | ULM | 10000 |  |  |  |  | 0
UTICA PUMP | UTICA PUMP | 9375 |  |  |  |  | 0
VALIER | VALIER | 1500 |  |  |  |  | 0
VALIER - WILLIAMS | VALIER - WILLIAMS | 14000 |  |  |  |  | 0
VALIER-BULLHEAD | VALIER-BULLHEAD | 3000 |  |  |  |  | 0
VAUGHN | VAUGHN | 5000 |  |  |  |  | 0
VIRGINIA | VIRGINIA CITY | 2500 |  |  |  |  | 0
WAYNE PUMP | WAYNE PUMP | 9375 |  |  |  |  | 0
WHITEHALL | WHITEHALL | 5000 |  |  |  |  | 0
WILLOW CREEK | WILLOW CREEK | 2500 |  |  |  |  | 0
WINDHAM | WINDHAM | 1000 |  |  |  |  | 0
WOLF | WOLF CREEK | 4992 |  |  |  |  | 0
ZURICH | ZURICH | 1503 |  |  |  |  | 0
Capacity Deficit With Solar (High)
Substation | Transformer | Nameplate | Peak 2017 Loading | Winter Peak | Summer Peak | Peak Season | Planned Substation Upgrade |  | Growth | 2017 | 2018 | 2019 | 2020 | 2021 | 2022 | 2023 | 2024 | 2025 | 2026 | 2027 | 2028 | 2029 | 2030 | 2031 | 2032 | 2033 | 2034 | 2035 | 2036 | 2037 | 2038 | 2039 | 2040 | 2041 | 2042
ABSAROKEE | ABSAROKEE | 6250 |  |  |  |  | 0
ALBERTON | ALBERTON | 2500 |  |  |  |  | 1
AMSTERDAM | AMSTERDAM | 5500 |  |  |  |  | 1
ANACONDA CITY | ANACONDA CITY 3 | 10000 |  |  |  |  | 0
ANACONDA CITY | ANACONDA CITY 4 | 10000 |  |  |  |  | 0
AUGUSTA | AUGUSTA | 1500 |  |  |  |  | 0
BARBER | BARBER | 750 |  |  |  |  | 0
BASIN | BASIN | 750 |  |  |  |  | 0
BELGRADE | BELGRADE 1 | 20000 |  |  |  |  | 0
BELGRADE | BELGRADE 2 | 20000 |  |  |  |  | 0
BELT | BELT | 5000 |  |  |  |  | 0
BIG SANDY | BIG SANDY | 2500 |  |  |  |  | 0
LONE MOUNTAIN | BIG SKY LONE MOUNTAIN BANK 1 | 42000 |  |  |  |  | 0
LONE MOUNTAIN | BIG SKY LONE MOUNTAIN BANK 2 | 42000 |  |  |  |  | 0
BIG SKY MEADOW | BIG SKY MEADOW VILLAGE | 25000 |  |  |  |  | 0
BIG TIMBER | BIG TIMBER | 6250 |  |  |  |  | 0
BILLINGS 8TH ST. | BILLINGS 8TH ST. 1 | 42000 |  |  |  |  | 0
BILLINGS 8TH ST. | BILLINGS 8TH ST. 2 | 42000 |  |  |  |  | 0
BILLINGS 8TH ST. | BILLINGS 8TH ST. 3 | 42000 |  |  |  |  | 0
BILLINGS BELLROCK | BILLINGS BELLROCK 1 | 42000 |  |  |  |  | 0
BILLINGS BELLROCK | BILLINGS BELLROCK 2 | 42000 |  |  |  |  | 0
BILLINGS EASTSIDE | BILLINGS EASTSIDE 3 | 20000 |  |  |  |  | 0
BILLINGS EASTSIDE | BILLINGS EASTSIDE 4 | 20000 |  |  |  |  | 0
BILLINGS EASTSIDE | BILLINGS EASTSIDE 5 | 20000 |  |  |  |  | 0
BILLINGS KING AVE | BILLINGS KING AVE. 1 | 20000 |  |  |  |  | 0
BILLINGS KING AVE | BILLINGS KING AVE. 2 | 20000 |  |  |  |  | 0
BILLINGS MERIDIAN | BILLINGS MERIDIAN BANK 1 | 20000 |  |  |  |  | 0
BILLINGS MERIDIAN | BILLINGS MERIDIAN BANK 2 | 20000 |  |  |  |  | 0
BILLINGS RIMROCK | BILLINGS RIMROCK | 20000 |  |  |  |  | 0
BILLINGS STEAMPLANT | BILLINGS STEAMPLANT SWYD A | 20000 |  |  |  |  | 0
BILLINGS STEAMPLANT | BILLINGS STEAMPLANT SWYD B | 20000 |  |  |  |  | 0
BILLINGS WICKS LANE | BILLINGS WICKS LANE 1 | 25000 |  |  |  |  | 0
BILLINGS WICKS LANE | BILLINGS WICKS LANE 2 | 25000 |  |  |  |  | 0
BONNER | BONNER FDR 61 & 62 | 20000 |  |  |  |  | 0
BOULDER | BOULDER | 5000 |  |  |  |  | 0
BOX ELDER | BOX ELDER | 1000 |  |  |  |  | 0
BOZEMAN EAST | BOZEMAN EAST GALLATIN 3 | 10000 |  |  |  |  | 0
BOZEMAN EAST | BOZEMAN EAST GALLATIN 4 | 20000 |  |  |  |  | 0
BOZEMAN SOURDOUGH | BOZEMAN SOURDOUGH #1 | 20000 |  |  |  |  | 1
BOZEMAN SOUTHSIDE | BOZEMAN SOUTHSIDE 5 | 20000 |  |  |  |  | 0
BOZEMAN SOUTHSIDE | BOZEMAN SOUTHSIDE 6 | 20000 |  |  |  |  | 0
BOZEMAN WESTSIDE | BOZEMAN WESTSIDE BK1 | 20000 |  |  |  |  | 0
BOZEMAN WESTSIDE | BOZEMAN WESTSIDE BK2 | 42000 |  |  |  |  | 0
BRADY | BRADY | 1000 |  |  |  |  | 0
BRIDGER | BRIDGER | 12500 |  |  |  |  | 0
BROADVIEW CITY | BROADVIEW CITY | 2000 |  |  |  |  | 0
BUTLER CREEK | BUTLER CREEK | 20000 |  |  |  |  | 0
BUTTE CORA | BUTTE CORA | 20000 |  |  |  |  | 0
BUTTE INDUSTRIAL PARK | BUTTE INDUSTRIAL PARK | 10000 |  |  |  |  | 0
BUTTE MONTANA ST | BUTTE MONTANA ST. SWITCHYARD 1 | 6240 |  |  |  |  | 1
BUTTE MONTANA ST | BUTTE MONTANA ST. SWITCHYARD 2 | 6240 |  |  |  |  | 1
BUTTE MONTANA ST | BUTTE MONTANA ST. SWITCHYARD 3 | 25000 |  |  |  |  | 0
BUTTE MONTANA ST | BUTTE MONTANA ST. SWITCHYARD 5 | 25000 |  |  |  |  | 0
CANYON CREEK | CANYON CREEK | 10000 |  |  |  |  | 0
CARTER | CARTER | 2500 |  |  |  |  | 0
CHARLOS HEIGHTS | CHARLOS HEIGHTS | 3750 |  |  |  |  | 0
CHESTER | CHESTER | 4995 |  |  |  |  | 0
CHINOOK | CHINOOK | 5000 |  |  |  |  | 0
CHOTEAU | CHOTEAU 1 | 2500 |  |  |  |  | 0
CHOTEAU | CHOTEAU 2 | 5000 |  |  |  |  | 0
CIRCLE BRIDGE | CIRCLE BRIDGE | 1500 |  |  |  |  | 0
CITY SUB #1 | CITY SUB #1 | 20000 |  |  |  |  | 0
CITY SUB #1 | CITY SUB #1 BNK 4 | 20000 |  |  |  |  | 0
CLANCY | CLANCY | 6220 |  |  |  |  | 0
COBBLESTONE | COBBLESTONE | 5000 |  |  |  |  | 0
COLLINS | COLLINS | 2500 |  |  |  |  | 0
COLSTRIP SWITCHYARD | COLSTRIP SWITCHYARD (TOWN) 1 | 20000 |  |  |  |  | 0
COLSTRIP SWITCHYARD | COLSTRIP SWITCHYARD (TOWN) 2 | 20000 |  |  |  |  | 0
CONRAD CITY | CONRAD CITY BNK 1 | 3750 |  |  |  |  | 0
CONRAD CITY | CONRAD CITY BNK 2 | 6250 |  |  |  |  | 0
CONRAD | CONRAD PUMP | 9375 |  |  |  |  | 0
CORVALLIS | CORVALLIS | 5000 |  |  |  |  | 0
CRAIG | CRAIG | 4992 |  |  |  |  | 0
DARBY | DARBY 1 | 6250 |  |  |  |  | 0
DARBY | DARBY 2 | 6250 |  |  |  |  | 0
DEER LODGE CITY | DEER LODGE CITY | 6000 |  |  |  |  | 1
DEER LODGE CITY | DEER LODGE CITY 25KV | 20000 |  |  |  |  | 0
DENTON | DENTON | 2500 |  |  |  |  | 0
DIAMOND | DIAMOND MATCH | 2500 |  |  |  |  | 0
DILLON | DILLON AIRPORT | 2500 |  |  |  |  | 0
DIVIDE | DIVIDE | 4992 |  |  |  |  | 0
DODSON | DODSON | 1002 |  |  |  |  | 0
DOWNER | DOWNER | 2500 |  |  |  |  | 0
DRUMMOND | DRUMMOND CITY | 6250 |  |  |  |  | 0
EAST BENCH | EAST BENCH | 2500 |  |  |  |  | 0
EAST HELENA SWYD | EAST HELENA SWYD 1 | 25000 |  |  |  |  | 1
EAST HELENA SWYD | EAST HELENA SWYD 4 | 40000 |  |  |  |  | 1
ENNIS | ENNIS | 10000 |  |  |  |  | 0
EUSTIS | EUSTIS | 3000 |  |  |  |  | 0
FAIRFIELD | FAIRFIELD | 3000 |  |  |  |  | 0
FAIRMONT | FAIRMONT | 5000 |  |  |  |  | 0
FLORENCE | FLORENCE | 2500 |  |  |  |  | 0
FORT BELKNAP | FORT BELKNAP | 2496 |  |  |  |  | 0
FORT BENTON | FORT BENTON BNK 1 | 5000 |  |  |  |  | 0
FORT BENTON | FORT BENTON BNK 2 | 6250 |  |  |  |  | 0
FROMBERG | FROMBERG | 2500 |  |  |  |  | 0
GAGE | GAGE | 2333 |  |  |  |  | 0
GARDINER | GARDINER | 5000 |  |  |  |  | 0
GERALDINE | GERALDINE | 1998 |  |  |  |  | 0
GILDFORD | GILDFORD | 500 |  |  |  |  | 0
GLASGOW | GLASGOW EASTSIDE | 6250 |  |  |  |  | 0
GLASGOW WESTSIDE | GLASGOW WESTSIDE #1 | 6250 |  |  |  |  | 0
GLASGOW WESTSIDE | GLASGOW WESTSIDE #2 | 6250 |  |  |  |  | 0
GREAT FALLS CITY | GREAT FALLS CITY (NORTH BANK) | 20000 |  |  |  |  | 0
GREAT FALLS CITY | GREAT FALLS CITY (SOUTH BANK) | 40000 |  |  |  |  | 0
GREAT FALLS EASTSIDE | GREAT FALLS EASTSIDE 1 | 25000 |  |  |  |  | 0
GREAT FALLS EASTSIDE | GREAT FALLS EASTSIDE 2 | 12500 |  |  |  |  | 0
GREAT FALLS NORTHEAST | GREAT FALLS NORTHEAST | 20000 |  |  |  |  | 0
GREAT FALLS NORTHWEST | GREAT FALLS NORTHWEST (EAST BANK) | 20000 |  |  |  |  | 0
GREAT FALLS NORTHWEST | GREAT FALLS NORTHWEST (WEST BANK) | 20000 |  |  |  |  | 0
GREAT FALLS RIVERVIEW | GREAT FALLS RIVERVIEW #1 | 20000 |  |  |  |  | 0
GREAT FALLS RIVERVIEW | GREAT FALLS RIVERVIEW #2 | 25000 |  |  |  |  | 0
GREAT FALLS SOUTHEAST | GREAT FALLS SOUTHEAST | 42000 |  |  |  |  | 0
GREAT FALLS SOUTHWEST | GREAT FALLS SOUTHWEST | 20000 |  |  |  |  | 0
GREY | GREY CLIFF | 1800 |  |  |  |  | 0
GRIZZLY | GRIZZLY PEAK | 5000 |  |  |  |  | 0
HAMILTON SOUTHSIDE | HAMILTON SOUTHSIDE 1 | 20000 |  |  |  |  | 0
HAMILTON SOUTHSIDE | HAMILTON SOUTHSIDE 2 | 20000 |  |  |  |  | 0
HARDIN | HARDIN CITY | 20000 |  |  |  |  | 0
HARLEM | HARLEM | 5600 |  |  |  |  | 0
HARLOWTON | HARLOWTON | 2500 |  |  |  |  | 0
HARRISON | HARRISON - PONY | 2496 |  |  |  |  | 0
HAUGAN | HAUGAN | 1500 |  |  |  |  | 0
HAUSER | HAUSER DIST | 4998 |  |  |  |  | 0
HAVRE CITY | HAVRE CITY | 9375 |  |  |  |  | 0
HAVRE CITY | HAVRE CITY EAST BANK 1 | 6250 |  |  |  |  | 0
HAVRE CITY | HAVRE CITY WEST BANK 3 | 6250 |  |  |  |  | 0
HAVRE EASTSIDE | HAVRE EASTSIDE | 12500 |  |  |  |  | 0
HAVRE HIGHLAND | HAVRE HIGHLAND PARK | 10500 |  |  |  |  | 0
HELENA EASTSIDE | HELENA EASTSIDE 1 | 20000 |  |  |  |  | 0
HELENA GOLF COURSE | HELENA GOLF COURSE 1 | 20000 |  |  |  |  | 0
HELENA GOLF COURSE | HELENA GOLF COURSE 2 | 42000 |  |  |  |  | 0
HELENA SOUTHSIDE | HELENA SOUTHSIDE 1 | 20000 |  |  |  |  | 0
HELENA SOUTHSIDE | HELENA SOUTHSIDE 2 | 20000 |  |  |  |  | 0
HELENA VALLEY | HELENA VALLEY 1 | 25000 |  |  |  |  | 0
HELENA VALLEY | HELENA VALLEY 2 | 20000 |  |  |  |  | 0
HELENA WESTSIDE | HELENA WESTSIDE 1 | 6240 |  |  |  |  | 0
HELENA WESTSIDE | HELENA WESTSIDE 2 | 25000 |  |  |  |  | 0
HELENA WESTSIDE | HELENA WESTSIDE 3 | 12500 |  |  |  |  | 0
HILLVIEW | HILLVIEW HEIGHTS #5 | 20000 |  |  |  |  | 0
HINGHAM | HINGHAM | 1000 |  |  |  |  | 0
HINSDALE | HINSDALE | 600 |  |  |  |  | 1
INDUSTRIAL SUB #3 | INDUSTRIAL SUB #3 - BANK 1 | 20000 |  |  |  |  | 0
INDUSTRIAL SUB #3 | INDUSTRIAL SUB #3 - BANK 2 | 20000 |  |  |  |  | 0
INDUSTRIAL SUB #3 | INDUSTRIAL SUB #3 - BANK 3 | 20000 |  |  |  |  | 0
INVERNESS | INVERNESS | 1500 |  |  |  |  | 0
IVANHOE | IVANHOE | 1800 |  |  |  |  | 0
JACKRABBIT | JACK RABBIT 3 | 22400 |  |  |  |  | 1
JIM | JIM COULEE | 5000 |  |  |  |  | 0
JOPLIN | JOPLIN | 750 |  |  |  |  | 0
KINGSHILL | KINGSHILL | 600 |  |  |  |  | 0
KREMLIN | KREMLIN | 600 |  |  |  |  | 0
LADUKE | LADUKE | 2500 |  |  |  |  | 0
LANDERS | LANDERS FORK | 12504 |  |  |  |  | 0
LAURIN | LAURIN | 5000 |  |  |  |  | 0
LAVINA | LAVINA | 5000 |  |  |  |  | 0
LAVINA | LAVINA PUMP | 9375 |  |  |  |  | 0
LEWISTOWN #1 | LEWISTOWN #1 | 5000 |  |  |  |  | 0
LEWISTOWN BOULEVARD | LEWISTOWN BOULEVARD 1 | 7500 |  |  |  |  | 0
LEWISTOWN BOULEVARD | LEWISTOWN BOULEVARD 2 | 5000 |  |  |  |  | 0
LIVINGSTON NORTHSIDE | LIVINGSTON NORTHSIDE | 5000 |  |  |  |  | 1
LIVINGSTON WESTSIDE | LIVINGSTON WESTSIDE 1 | 12000 |  |  |  |  | 0
LIVINGSTON WESTSIDE | LIVINGSTON WESTSIDE BNK 2 | 12500 |  |  |  |  | 0
LOHMAN | LOHMAN | 2498.4 |  |  |  |  | 0
LOLO | LOLO | 20000 |  |  |  |  | 0
LOMA | LOMA | 2500 |  |  |  |  | 0
LOWETH | LOWETH | 6240 |  |  |  |  | 0
MADISON | MADISON VALLEY | 2500 |  |  |  |  | 0
MALTA CITY | MALTA CITY BANK 1 | 5000 |  |  |  |  | 0
MALTA EAST | MALTA EAST RURAL | 750 |  |  |  |  | 0
MANHATTAN | MANHATTAN | 12500 |  |  |  |  | 0
MARTINSDALE | MARTINSDALE | 3000 |  |  |  |  | 0
MELSTONE | MELSTONE | 3000 |  |  |  |  | 0
MELVILLE | MELVILLE | 2500 |  |  |  |  | 0
MISSION | MISSION | 5616 |  |  |  |  | 0
MOCCASIN | MOCCASIN | 1800 |  |  |  |  | 0
MONARCH | MONARCH | 2502 |  |  |  |  | 0
MONTANA PHOSPHATE | MONTANA PHOSPHATE | 6250 |  |  |  |  | 0
MOORE | MOORE | 2000 |  |  |  |  | 0
MORONY | MORONY RURAL | 1000 |  |  |  |  | 0
MUIR | MUIR | 3750 |  |  |  |  | 0
MUSSELSHELL | MUSSELSHELL | 7500 |  |  |  |  | 0
NASHUA | NASHUA | 1000 |  |  |  |  | 0
NEWMONT | NEWMONT | 3000 |  |  |  |  | 0
NIHILL | NIHILL | 1000 |  |  |  |  | 0
PARK CITY | PARK CITY | 2000 |  |  |  |  | 0
PATTERSON | PATTERSON | 12500 |  |  |  |  | 0
PHILIPSBURG SOUTH | PHILIPSBURG SOUTH | 14000 |  |  |  |  | 0
PLAINS | PLAINS | 28000 |  |  |  |  | 0
PORTAGE | PORTAGE | 1000 |  |  |  |  | 0
POWER | POWER | 2000 |  |  |  |  | 0
RAILWELDER | RAILWELDER | 5000 |  |  |  |  | 0
RED LODGE NORTHSIDE | RED LODGE NORTHSIDE | 12500 |  |  |  |  | 0
RENOVA | RENOVA | 3125 |  |  |  |  | 0
RESERVE ST | RESERVE ST BANK 2 | 25000 |  |  |  |  | 0
RIVERSIDE | RIVERSIDE | 12500 |  |  |  |  | 0
ROCKVALE | ROCKVALE | 3125 |  |  |  |  | 0
ROUNDUP | ROUNDUP BANK 2 | 5000 |  |  |  |  | 0
ROUNDUP | ROUNDUP BANK 4 | 3750 |  |  |  |  | 0
RUDYARD | RUDYARD | 1500 |  |  |  |  | 0
RUSSELL STREET | RUSSELL STREET #2 BANK 1 | 20000 |  |  |  |  | 0
RUSSELL STREET | RUSSELL STREET #2 BANK 2 | 20000 |  |  |  |  | 0
RUSSELL STREET | RUSSELL STREET #2 BANK 3 | 20000 |  |  |  |  | 0
RYEGATE | RYEGATE | 1000 |  |  |  |  | 0
SACO | SACO | 999 |  |  |  |  | 0
SHERIDAN CITY | SHERIDAN CITY | 5000 |  |  |  |  | 0
SHILOH | SHILOH | 50000 |  |  |  |  | 0
GFALLS SOUTHSIDE | SOUTHSIDE EAST BANK | 20000 |  |  |  |  | 0
GFALLS SOUTHSIDE | SOUTHSIDE WEST BANK | 20000 |  |  |  |  | 0
SPOKANE BENCH | SPOKANE BENCH | 6250 |  |  |  |  | 0
SPRINGDALE PUMP | SPRINGDALE PUMP | 3750 |  |  |  |  | 0
ST. REGIS | ST. REGIS | 7000 |  |  |  |  | 0
STANFORD CITY | STANFORD CITY | 5000 |  |  |  |  | 0
STEVENSVILLE | STEVENSVILLE | 25000 |  |  |  |  | 0
STILLWATER | STILLWATER | 35000 |  |  |  |  | 0
STOCKETT | STOCKETT | 2500 |  |  |  |  | 0
STRAW | STRAW | 2000 |  |  |  |  | 0
SUMATRA | SUMATRA | 5000 |  |  |  |  | 0
SUPERIOR | SUPERIOR | 5000 |  |  |  |  | 0
TARGET RANGE | TARGET RANGE #7 - 1 | 20000 |  |  |  |  | 0
TARGET RANGE | TARGET RANGE #7 - 2 | 20000 |  |  |  |  | 0
THOMPSON FALLS | THOMPSON FALLS CITY | 20000 |  |  |  |  | 0
TODD | TODD | 7500 |  |  |  |  | 0
TOSTON | TOSTON | 6250 |  |  |  |  | 0
TOWNSEND | TOWNSEND | 20000 |  |  |  |  | 0
TUNIS | TUNIS SUB | 6250 |  |  |  |  | 0
TWIN BRIDGES | TWIN BRIDGES | 3000 |  |  |  |  | 0
TWO DOT | TWO DOT | 1000 |  |  |  |  | 0
ULM | ULM | 10000 |  |  |  |  | 0
UTICA PUMP | UTICA PUMP | 9375 |  |  |  |  | 0
VALIER | VALIER | 1500 |  |  |  |  | 0
VALIER - WILLIAMS | VALIER - WILLIAMS | 14000 |  |  |  |  | 0
VALIER-BULLHEAD | VALIER-BULLHEAD | 3000 |  |  |  |  | 0
VAUGHN | VAUGHN | 5000 |  |  |  |  | 0
VIRGINIA | VIRGINIA CITY | 2500 |  |  |  |  | 0
WAYNE PUMP | WAYNE PUMP | 9375 |  |  |  |  | 0
WHITEHALL | WHITEHALL | 5000 |  |  |  |  | 0
WILLOW CREEK | WILLOW CREEK | 2500 |  |  |  |  | 0
WINDHAM | WINDHAM | 1000 |  |  |  |  | 0
WOLF | WOLF CREEK | 4992 |  |  |  |  | 0
ZURICH | ZURICH | 1503 |  |  |  |  | 0
Change in Capacity Deficit? (High); FALSE = yes
Substation | Transformer | Nameplate | Peak 2017 Loading | Winter Peak | Summer Peak | Peak Season | Planned Substation Upgrade |  | Growth | 2017 | 2018 | 2019 | 2020 | 2021 | 2022 | 2023 | 2024 | 2025 | 2026 | 2027 | 2028 | 2029 | 2030 | 2031 | 2032 | 2033 | 2034 | 2035 | 2036 | 2037 | 2038 | 2039 | 2040 | 2041 | 2042
ABSAROKEE | ABSAROKEE | 6250 |  |  |  |  | 0
ALBERTON | ALBERTON | 2500 |  |  |  |  | 1
AMSTERDAM | AMSTERDAM | 5500 |  |  |  |  | 1
ANACONDA CITY | ANACONDA CITY 3 | 10000 |  |  |  |  | 0
ANACONDA CITY | ANACONDA CITY 4 | 10000 |  |  |  |  | 0
AUGUSTA | AUGUSTA | 1500 |  |  |  |  | 0
BARBER | BARBER | 750 |  |  |  |  | 0
BASIN | BASIN | 750 |  |  |  |  | 0
BELGRADE | BELGRADE 1 | 20000 |  |  |  |  | 0
BELGRADE | BELGRADE 2 | 20000 |  |  |  |  | 0
BELT | BELT | 5000 |  |  |  |  | 0
BIG SANDY | BIG SANDY | 2500 |  |  |  |  | 0
LONE MOUNTAIN | BIG SKY LONE MOUNTAIN BANK 1 | 42000 |  |  |  |  | 0
LONE MOUNTAIN | BIG SKY LONE MOUNTAIN BANK 2 | 42000 |  |  |  |  | 0
BIG SKY MEADOW | BIG SKY MEADOW VILLAGE | 25000 |  |  |  |  | 0
BIG TIMBER | BIG TIMBER | 6250 |  |  |  |  | 0
BILLINGS 8TH ST. | BILLINGS 8TH ST. 1 | 42000 |  |  |  |  | 0
BILLINGS 8TH ST. | BILLINGS 8TH ST. 2 | 42000 |  |  |  |  | 0
BILLINGS 8TH ST. | BILLINGS 8TH ST. 3 | 42000 |  |  |  |  | 0
BILLINGS BELLROCK | BILLINGS BELLROCK 1 | 42000 |  |  |  |  | 0
BILLINGS BELLROCK | BILLINGS BELLROCK 2 | 42000 |  |  |  |  | 0
BILLINGS EASTSIDE | BILLINGS EASTSIDE 3 | 20000 |  |  |  |  | 0
BILLINGS EASTSIDE | BILLINGS EASTSIDE 4 | 20000 |  |  |  |  | 0
BILLINGS EASTSIDE | BILLINGS EASTSIDE 5 | 20000 |  |  |  |  | 0
BILLINGS KING AVE | BILLINGS KING AVE. 1 | 20000 |  |  |  |  | 0
BILLINGS KING AVE | BILLINGS KING AVE. 2 | 20000 |  |  |  |  | 0
BILLINGS MERIDIAN | BILLINGS MERIDIAN BANK 1 | 20000 |  |  |  |  | 0
BILLINGS MERIDIAN | BILLINGS MERIDIAN BANK 2 | 20000 |  |  |  |  | 0
BILLINGS RIMROCK | BILLINGS RIMROCK | 20000 |  |  |  |  | 0
BILLINGS STEAMPLANT | BILLINGS STEAMPLANT SWYD A | 20000 |  |  |  |  | 0
BILLINGS STEAMPLANT | BILLINGS STEAMPLANT SWYD B | 20000 |  |  |  |  | 0
BILLINGS WICKS LANE | BILLINGS WICKS LANE 1 | 25000 |  |  |  |  | 0
BILLINGS WICKS LANE | BILLINGS WICKS LANE 2 | 25000 |  |  |  |  | 0
BONNER | BONNER FDR 61 & 62 | 20000 |  |  |  |  | 0
BOULDER | BOULDER | 5000 |  |  |  |  | 0
BOX ELDER | BOX ELDER | 1000 |  |  |  |  | 0
BOZEMAN EAST | BOZEMAN EAST GALLATIN 3 | 10000 |  |  |  |  | 0
BOZEMAN EAST | BOZEMAN EAST GALLATIN 4 | 20000 |  |  |  |  | 0
BOZEMAN SOURDOUGH | BOZEMAN SOURDOUGH #1 | 20000 |  |  |  |  | 1
BOZEMAN SOUTHSIDE | BOZEMAN SOUTHSIDE 5 | 20000 |  |  |  |  | 0
BOZEMAN SOUTHSIDE | BOZEMAN SOUTHSIDE 6 | 20000 |  |  |  |  | 0
BOZEMAN WESTSIDE | BOZEMAN WESTSIDE BK1 | 20000 |  |  |  |  | 0
BOZEMAN WESTSIDE | BOZEMAN WESTSIDE BK2 | 42000 |  |  |  |  | 0
BRADY | BRADY | 1000 |  |  |  |  | 0
BRIDGER | BRIDGER | 12500 |  |  |  |  | 0
BROADVIEW CITY | BROADVIEW CITY | 2000 |  |  |  |  | 0
BUTLER CREEK | BUTLER CREEK | 20000 |  |  |  |  | 0
BUTTE CORA | BUTTE CORA | 20000 |  |  |  |  | 0
BUTTE INDUSTRIAL PARK | BUTTE INDUSTRIAL PARK | 10000 |  |  |  |  | 0
BUTTE MONTANA ST | BUTTE MONTANA ST. SWITCHYARD 1 | 6240 |  |  |  |  | 1
BUTTE MONTANA ST | BUTTE MONTANA ST. SWITCHYARD 2 | 6240 |  |  |  |  | 1
BUTTE MONTANA ST | BUTTE MONTANA ST. SWITCHYARD 3 | 25000 |  |  |  |  | 0
BUTTE MONTANA ST | BUTTE MONTANA ST. SWITCHYARD 5 | 25000 |  |  |  |  | 0
CANYON CREEK | CANYON CREEK | 10000 |  |  |  |  | 0
CARTER | CARTER | 2500 |  |  |  |  | 0
CHARLOS HEIGHTS | CHARLOS HEIGHTS | 3750 |  |  |  |  | 0
CHESTER | CHESTER | 4995 |  |  |  |  | 0
CHINOOK | CHINOOK | 5000 |  |  |  |  | 0
CHOTEAU | CHOTEAU 1 | 2500 |  |  |  |  | 0
CHOTEAU | CHOTEAU 2 | 5000 |  |  |  |  | 0
CIRCLE BRIDGE | CIRCLE BRIDGE | 1500 |  |  |  |  | 0
CITY SUB #1 | CITY SUB #1 | 20000 |  |  |  |  | 0
CITY SUB #1 | CITY SUB #1 BNK 4 | 20000 |  |  |  |  | 0
CLANCY | CLANCY | 6220 |  |  |  |  | 0
COBBLESTONE | COBBLESTONE | 5000 |  |  |  |  | 0
COLLINS | COLLINS | 2500 |  |  |  |  | 0
COLSTRIP SWITCHYARD | COLSTRIP SWITCHYARD (TOWN) 1 | 20000 |  |  |  |  | 0
COLSTRIP SWITCHYARD | COLSTRIP SWITCHYARD (TOWN) 2 | 20000 |  |  |  |  | 0
CONRAD CITY | CONRAD CITY BNK 1 | 3750 |  |  |  |  | 0
CONRAD CITY | CONRAD CITY BNK 2 | 6250 |  |  |  |  | 0
CONRAD | CONRAD PUMP | 9375 |  |  |  |  | 0
CORVALLIS | CORVALLIS | 5000 |  |  |  |  | 0
CRAIG | CRAIG | 4992 |  |  |  |  | 0
DARBY | DARBY 1 | 6250 |  |  |  |  | 0
DARBY | DARBY 2 | 6250 |  |  |  |  | 0
DEER LODGE CITY | DEER LODGE CITY | 6000 |  |  |  |  | 1
DEER LODGE CITY | DEER LODGE CITY 25KV | 20000 |  |  |  |  | 0
DENTON | DENTON | 2500 |  |  |  |  | 0
DIAMOND | DIAMOND MATCH | 2500 |  |  |  |  | 0
DILLON | DILLON AIRPORT | 2500 |  |  |  |  | 0
DIVIDE | DIVIDE | 4992 |  |  |  |  | 0
DODSON | DODSON | 1002 |  |  |  |  | 0
DOWNER | DOWNER | 2500 |  |  |  |  | 0
DRUMMOND | DRUMMOND CITY | 6250 |  |  |  |  | 0
EAST BENCH | EAST BENCH | 2500 |  |  |  |  | 0
EAST HELENA SWYD | EAST HELENA SWYD 1 | 25000 |  |  |  |  | 1
EAST HELENA SWYD | EAST HELENA SWYD 4 | 40000 |  |  |  |  | 1
ENNIS | ENNIS | 10000 |  |  |  |  | 0
EUSTIS | EUSTIS | 3000 |  |  |  |  | 0
FAIRFIELD | FAIRFIELD | 3000 |  |  |  |  | 0
FAIRMONT | FAIRMONT | 5000 |  |  |  |  | 0
FLORENCE | FLORENCE | 2500 |  |  |  |  | 0
FORT BELKNAP | FORT BELKNAP | 2496 |  |  |  |  | 0
FORT BENTON | FORT BENTON BNK 1 | 5000 |  |  |  |  | 0
FORT BENTON | FORT BENTON BNK 2 | 6250 |  |  |  |  | 0
FROMBERG | FROMBERG | 2500 |  |  |  |  | 0
GAGE | GAGE | 2333 |  |  |  |  | 0
GARDINER | GARDINER | 5000 |  |  |  |  | 0
GERALDINE | GERALDINE | 1998 |  |  |  |  | 0
GILDFORD | GILDFORD | 500 |  |  |  |  | 0
GLASGOW | GLASGOW EASTSIDE | 6250 |  |  |  |  | 0
GLASGOW WESTSIDE | GLASGOW WESTSIDE #1 | 6250 |  |  |  |  | 0
GLASGOW WESTSIDE | GLASGOW WESTSIDE #2 | 6250 |  |  |  |  | 0
GREAT FALLS CITY | GREAT FALLS CITY (NORTH BANK) | 20000 |  |  |  |  | 0
GREAT FALLS CITY | GREAT FALLS CITY (SOUTH BANK) | 40000 |  |  |  |  | 0
GREAT FALLS EASTSIDE | GREAT FALLS EASTSIDE 1 | 25000 |  |  |  |  | 0
GREAT FALLS EASTSIDE | GREAT FALLS EASTSIDE 2 | 12500 |  |  |  |  | 0
GREAT FALLS NORTHEAST | GREAT FALLS NORTHEAST | 20000 |  |  |  |  | 0
GREAT FALLS NORTHWEST | GREAT FALLS NORTHWEST (EAST BANK) | 20000 |  |  |  |  | 0
GREAT FALLS NORTHWEST | GREAT FALLS NORTHWEST (WEST BANK) | 20000 |  |  |  |  | 0
GREAT FALLS RIVERVIEW | GREAT FALLS RIVERVIEW #1 | 20000 |  |  |  |  | 0
GREAT FALLS RIVERVIEW | GREAT FALLS RIVERVIEW #2 | 25000 |  |  |  |  | 0
GREAT FALLS SOUTHEAST | GREAT FALLS SOUTHEAST | 42000 |  |  |  |  | 0
GREAT FALLS SOUTHWEST | GREAT FALLS SOUTHWEST | 20000 |  |  |  |  | 0
GREY | GREY CLIFF | 1800 |  |  |  |  | 0
GRIZZLY | GRIZZLY PEAK | 5000 |  |  |  |  | 0
HAMILTON SOUTHSIDE | HAMILTON SOUTHSIDE 1 | 20000 |  |  |  |  | 0
HAMILTON SOUTHSIDE | HAMILTON SOUTHSIDE 2 | 20000 |  |  |  |  | 0
HARDIN | HARDIN CITY | 20000 |  |  |  |  | 0
HARLEM | HARLEM | 5600 |  |  |  |  | 0
HARLOWTON | HARLOWTON | 2500 |  |  |  |  | 0
HARRISON | HARRISON - PONY | 2496 |  |  |  |  | 0
HAUGAN | HAUGAN | 1500 |  |  |  |  | 0
HAUSER | HAUSER DIST | 4998 |  |  |  |  | 0
HAVRE CITY | HAVRE CITY | 9375 |  |  |  |  | 0
HAVRE CITY | HAVRE CITY EAST BANK 1 | 6250 |  |  |  |  | 0
HAVRE CITY | HAVRE CITY WEST BANK 3 | 6250 |  |  |  |  | 0
HAVRE EASTSIDE | HAVRE EASTSIDE | 12500 |  |  |  |  | 0
HAVRE HIGHLAND | HAVRE HIGHLAND PARK | 10500 |  |  |  |  | 0
HELENA EASTSIDE | HELENA EASTSIDE 1 | 20000 |  |  |  |  | 0
HELENA GOLF COURSE | HELENA GOLF COURSE 1 | 20000 |  |  |  |  | 0
HELENA GOLF COURSE | HELENA GOLF COURSE 2 | 42000 |  |  |  |  | 0
HELENA SOUTHSIDE | HELENA SOUTHSIDE 1 | 20000 |  |  |  |  | 0
HELENA SOUTHSIDE | HELENA SOUTHSIDE 2 | 20000 |  |  |  |  | 0
HELENA VALLEY | HELENA VALLEY 1 | 25000 |  |  |  |  | 0
HELENA VALLEY | HELENA VALLEY 2 | 20000 |  |  |  |  | 0
HELENA WESTSIDE | HELENA WESTSIDE 1 | 6240 |  |  |  |  | 0
HELENA WESTSIDE | HELENA WESTSIDE 2 | 25000 |  |  |  |  | 0
HELENA WESTSIDE | HELENA WESTSIDE 3 | 12500 |  |  |  |  | 0
HILLVIEW | HILLVIEW HEIGHTS #5 | 20000 |  |  |  |  | 0
HINGHAM | HINGHAM | 1000 |  |  |  |  | 0
HINSDALE | HINSDALE | 600 |  |  |  |  | 1
INDUSTRIAL SUB #3 | INDUSTRIAL SUB #3 - BANK 1 | 20000 |  |  |  |  | 0
INDUSTRIAL SUB #3 | INDUSTRIAL SUB #3 - BANK 2 | 20000 |  |  |  |  | 0
INDUSTRIAL SUB #3 | INDUSTRIAL SUB #3 - BANK 3 | 20000 |  |  |  |  | 0
INVERNESS | INVERNESS | 1500 |  |  |  |  | 0
IVANHOE | IVANHOE | 1800 |  |  |  |  | 0
JACKRABBIT | JACK RABBIT 3 | 22400 |  |  |  |  | 1
JIM | JIM COULEE | 5000 |  |  |  |  | 0
JOPLIN | JOPLIN | 750 |  |  |  |  | 0
KINGSHILL | KINGSHILL | 600 |  |  |  |  | 0
KREMLIN | KREMLIN | 600 |  |  |  |  | 0
LADUKE | LADUKE | 2500 |  |  |  |  | 0
LANDERS | LANDERS FORK | 12504 |  |  |  |  | 0
LAURIN | LAURIN | 5000 |  |  |  |  | 0
LAVINA | LAVINA | 5000 |  |  |  |  | 0
LAVINA | LAVINA PUMP | 9375 |  |  |  |  | 0
LEWISTOWN #1 | LEWISTOWN #1 | 5000 |  |  |  |  | 0
LEWISTOWN BOULEVARD | LEWISTOWN BOULEVARD 1 | 7500 |  |  |  |  | 0
LEWISTOWN BOULEVARD | LEWISTOWN BOULEVARD 2 | 5000 |  |  |  |  | 0
LIVINGSTON NORTHSIDE | LIVINGSTON NORTHSIDE | 5000 |  |  |  |  | 1
LIVINGSTON WESTSIDE | LIVINGSTON WESTSIDE 1 | 12000 |  |  |  |  | 0
LIVINGSTON WESTSIDE | LIVINGSTON WESTSIDE BNK 2 | 12500 |  |  |  |  | 0
LOHMAN | LOHMAN | 2498.4 |  |  |  |  | 0
LOLO | LOLO | 20000 |  |  |  |  | 0
LOMA | LOMA | 2500 |  |  |  |  | 0
LOWETH | LOWETH | 6240 |  |  |  |  | 0
MADISON | MADISON VALLEY | 2500 |  |  |  |  | 0
MALTA CITY | MALTA CITY BANK 1 | 5000 |  |  |  |  | 0
MALTA EAST | MALTA EAST RURAL | 750 |  |  |  |  | 0
MANHATTAN | MANHATTAN | 12500 |  |  |  |  | 0
MARTINSDALE | MARTINSDALE | 3000 |  |  |  |  | 0
MELSTONE | MELSTONE | 3000 |  |  |  |  | 0
MELVILLE | MELVILLE | 2500 |  |  |  |  | 0
MISSION | MISSION | 5616 |  |  |  |  | 0
MOCCASIN | MOCCASIN | 1800 |  |  |  |  | 0
MONARCH | MONARCH | 2502 |  |  |  |  | 0
MONTANA PHOSPHATE | MONTANA PHOSPHATE | 6250 |  |  |  |  | 0
MOORE | MOORE | 2000 |  |  |  |  | 0
MORONY | MORONY RURAL | 1000 |  |  |  |  | 0
MUIR | MUIR | 3750 |  |  |  |  | 0
MUSSELSHELL | MUSSELSHELL | 7500 |  |  |  |  | 0
NASHUA | NASHUA | 1000 |  |  |  |  | 0
NEWMONT | NEWMONT | 3000 |  |  |  |  | 0
NIHILL | NIHILL | 1000 |  |  |  |  | 0
PARK CITY | PARK CITY | 2000 |  |  |  |  | 0
PATTERSON | PATTERSON | 12500 |  |  |  |  | 0
PHILIPSBURG SOUTH | PHILIPSBURG SOUTH | 14000 |  |  |  |  | 0
PLAINS | PLAINS | 28000 |  |  |  |  | 0
PORTAGE | PORTAGE | 1000 |  |  |  |  | 0
POWER | POWER | 2000 |  |  |  |  | 0
RAILWELDER | RAILWELDER | 5000 |  |  |  |  | 0
RED LODGE NORTHSIDE | RED LODGE NORTHSIDE | 12500 |  |  |  |  | 0
RENOVA | RENOVA | 3125 |  |  |  |  | 0
RESERVE ST | RESERVE ST BANK 2 | 25000 |  |  |  |  | 0
RIVERSIDE | RIVERSIDE | 12500 |  |  |  |  | 0
ROCKVALE | ROCKVALE | 3125 |  |  |  |  | 0
ROUNDUP | ROUNDUP BANK 2 | 5000 |  |  |  |  | 0
ROUNDUP | ROUNDUP BANK 4 | 3750 |  |  |  |  | 0
RUDYARD | RUDYARD | 1500 |  |  |  |  | 0
RUSSELL STREET | RUSSELL STREET #2 BANK 1 | 20000 |  |  |  |  | 0
RUSSELL STREET | RUSSELL STREET #2 BANK 2 | 20000 |  |  |  |  | 0
RUSSELL STREET | RUSSELL STREET #2 BANK 3 | 20000 |  |  |  |  | 0
RYEGATE | RYEGATE | 1000 |  |  |  |  | 0
SACO | SACO | 999 |  |  |  |  | 0
SHERIDAN CITY | SHERIDAN CITY | 5000 |  |  |  |  | 0
SHILOH | SHILOH | 50000 |  |  |  |  | 0
GFALLS SOUTHSIDE | SOUTHSIDE EAST BANK | 20000 |  |  |  |  | 0
GFALLS SOUTHSIDE | SOUTHSIDE WEST BANK | 20000 |  |  |  |  | 0
SPOKANE BENCH | SPOKANE BENCH | 6250 |  |  |  |  | 0
SPRINGDALE PUMP | SPRINGDALE PUMP | 3750 |  |  |  |  | 0
ST. REGIS | ST. REGIS | 7000 |  |  |  |  | 0
STANFORD CITY | STANFORD CITY | 5000 |  |  |  |  | 0
STEVENSVILLE | STEVENSVILLE | 25000 |  |  |  |  | 0
STILLWATER | STILLWATER | 35000 |  |  |  |  | 0
STOCKETT | STOCKETT | 2500 |  |  |  |  | 0
STRAW | STRAW | 2000 |  |  |  |  | 0
SUMATRA | SUMATRA | 5000 |  |  |  |  | 0
SUPERIOR | SUPERIOR | 5000 |  |  |  |  | 0
TARGET RANGE | TARGET RANGE #7 - 1 | 20000 |  |  |  |  | 0
TARGET RANGE | TARGET RANGE #7 - 2 | 20000 |  |  |  |  | 0
THOMPSON FALLS | THOMPSON FALLS CITY | 20000 |  |  |  |  | 0
TODD | TODD | 7500 |  |  |  |  | 0
TOSTON | TOSTON | 6250 |  |  |  |  | 0
TOWNSEND | TOWNSEND | 20000 |  |  |  |  | 0
TUNIS | TUNIS SUB | 6250 |  |  |  |  | 0
TWIN BRIDGES | TWIN BRIDGES | 3000 |  |  |  |  | 0
TWO DOT | TWO DOT | 1000 |  |  |  |  | 0
ULM | ULM | 10000 |  |  |  |  | 0
UTICA PUMP | UTICA PUMP | 9375 |  |  |  |  | 0
VALIER | VALIER | 1500 |  |  |  |  | 0
VALIER - WILLIAMS | VALIER - WILLIAMS | 14000 |  |  |  |  | 0
VALIER-BULLHEAD | VALIER-BULLHEAD | 3000 |  |  |  |  | 0
VAUGHN | VAUGHN | 5000 |  |  |  |  | 0
VIRGINIA | VIRGINIA CITY | 2500 |  |  |  |  | 0
WAYNE PUMP | WAYNE PUMP | 9375 |  |  |  |  | 0
WHITEHALL | WHITEHALL | 5000 |  |  |  |  | 0
WILLOW CREEK | WILLOW CREEK | 2500 |  |  |  |  | 0
WINDHAM | WINDHAM | 1000 |  |  |  |  | 0
WOLF | WOLF CREEK | 4992 |  |  |  |  | 0
ZURICH | ZURICH | 1503 |  |  |  |  | 0
Deferral Value (nominal $) - High Forecast
Substation | Transformer | Nameplate | Cost of Upgrade |  |  |  |  | Years | # | 2017 | 2018 | 2019 | 2020 | 2021 | 2022 | 2023 | 2024 | 2025 | 2026 | 2027 | 2028 | 2029 | 2030 | 2031 | 2032 | 2033 | 2034 | 2035 | 2036 | 2037 | 2038 | 2039 | 2040 | 2041 | 2042
ABSAROKEE | ABSAROKEE | 6250 | 8000000 | 0 | 0 | 0 |  | 22 | 1 | 0 | 0 | 0 | 0 | 1298918.592 | 1324896.9638 | 1351394.9031 | 1378422.8012 | 1405991.2572 | 1434111.0823 | 1462793.304 | 1492049.1701 | 1521890.1535 | 1552327.9565 | 1583374.5157 | 1615042.006 | 1647342.8461 | 1680289.703 | 1713895.4971 | 1748173.407 | 1783136.8752 | 1818799.6127 | 1855175.6049 | 1892279.117 | 1930124.6994 | 1968727.1934
ALBERTON | ALBERTON | 2500 | 1750000 | 0 | 0 | 0 |  | 22 | 1 | 0 | 0 | 0 | 0 | 284138.442 | 289821.2108 | 295617.6351 | 301529.9878 | 307560.5875 | 313711.7993 | 319986.0352 | 326385.756 | 332913.4711 | 339571.7405 | 346363.1753 | 353290.4388 | 360356.2476 | 367563.3725 | 374914.64 | 382412.9328 | 390061.1914 | 397862.4153 | 405819.6636 | 413936.0569 | 422214.778 | 430659.0735
AMSTERDAM | AMSTERDAM | 5500 | 8000000 | 0 | 0 | 0 |  | 22 | 1 | 0 | 0 | 0 | 0 | 1298918.592 | 1324896.9638 | 1351394.9031 | 1378422.8012 | 1405991.2572 | 1434111.0823 | 1462793.304 | 1492049.1701 | 1521890.1535 | 1552327.9565 | 1583374.5157 | 1615042.006 | 1647342.8461 | 1680289.703 | 1713895.4971 | 1748173.407 | 1783136.8752 | 1818799.6127 | 1855175.6049 | 1892279.117 | 1930124.6994 | 1968727.1934
ANACONDA CITY | ANACONDA CITY 3 | 10000 | 8000000 | 0 | 0 | 0 |  | 22 | 1 | 0 | 0 | 0 | 0 | 1298918.592 | 1324896.9638 | 1351394.9031 | 1378422.8012 | 1405991.2572 | 1434111.0823 | 1462793.304 | 1492049.1701 | 1521890.1535 | 1552327.9565 | 1583374.5157 | 1615042.006 | 1647342.8461 | 1680289.703 | 1713895.4971 | 1748173.407 | 1783136.8752 | 1818799.6127 | 1855175.6049 | 1892279.117 | 1930124.6994 | 1968727.1934
ANACONDA CITY | ANACONDA CITY 4 | 10000 | 8000000 | 0 | 0 | 0 |  | 22 | 1 | 0 | 0 | 0 | 0 | 1298918.592 | 1324896.9638 | 1351394.9031 | 1378422.8012 | 1405991.2572 | 1434111.0823 | 1462793.304 | 1492049.1701 | 1521890.1535 | 1552327.9565 | 1583374.5157 | 1615042.006 | 1647342.8461 | 1680289.703 | 1713895.4971 | 1748173.407 | 1783136.8752 | 1818799.6127 | 1855175.6049 | 1892279.117 | 1930124.6994 | 1968727.1934
AUGUSTA | AUGUSTA | 1500 | 1750000 | 0 | 0 | 0 |  | 22 | 1 | 0 | 0 | 0 | 0 | 284138.442 | 289821.2108 | 295617.6351 | 301529.9878 | 307560.5875 | 313711.7993 | 319986.0352 | 326385.756 | 332913.4711 | 339571.7405 | 346363.1753 | 353290.4388 | 360356.2476 | 367563.3725 | 374914.64 | 382412.9328 | 390061.1914 | 397862.4153 | 405819.6636 | 413936.0569 | 422214.778 | 430659.0735
BARBER | BARBER | 750 | 500000 | 0 | 0 | 0 |  | 22 | 1 | 0 | 0 | 0 | 0 | 81182.412 | 82806.0602 | 84462.1814 | 86151.4251 | 87874.4536 | 89631.9426 | 91424.5815 | 93253.0731 | 95118.1346 | 97020.4973 | 98960.9072 | 100940.1254 | 102958.9279 | 105018.1064 | 107118.4686 | 109260.8379 | 111446.0547 | 113674.9758 | 115948.4753 | 118267.4448 | 120632.7937 | 123045.4496
BASIN | BASIN | 750 | 500000 | 0 | 0 | 0 |  | 22 | 1 | 0 | 0 | 0 | 0 | 81182.412 | 82806.0602 | 84462.1814 | 86151.4251 | 87874.4536 | 89631.9426 | 91424.5815 | 93253.0731 | 95118.1346 | 97020.4973 | 98960.9072 | 100940.1254 | 102958.9279 | 105018.1064 | 107118.4686 | 109260.8379 | 111446.0547 | 113674.9758 | 115948.4753 | 118267.4448 | 120632.7937 | 123045.4496
BELGRADE | BELGRADE 1 | 20000 | 8000000 | 0 | 0 | 0 |  | 22 | 1 | 0 | 0 | 0 | 0 | 1298918.592 | 1324896.9638 | 1351394.9031 | 1378422.8012 | 1405991.2572 | 1434111.0823 | 1462793.304 | 1492049.1701 | 1521890.1535 | 1552327.9565 | 1583374.5157 | 1615042.006 | 1647342.8461 | 1680289.703 | 1713895.4971 | 1748173.407 | 1783136.8752 | 1818799.6127 | 1855175.6049 | 1892279.117 | 1930124.6994 | 1968727.1934
BELGRADE | BELGRADE 2 | 20000 | 8000000 | 0 | 0 | 0 |  | 22 | 1 | 0 | 0 | 0 | 0 | 1298918.592 | 1324896.9638 | 1351394.9031 | 1378422.8012 | 1405991.2572 | 1434111.0823 | 1462793.304 | 1492049.1701 | 1521890.1535 | 1552327.9565 | 1583374.5157 | 1615042.006 | 1647342.8461 | 1680289.703 | 1713895.4971 | 1748173.407 | 1783136.8752 | 1818799.6127 | 1855175.6049 | 1892279.117 | 1930124.6994 | 1968727.1934
BELT | BELT | 5000 | 1750000 | 0 | 0 | 0 |  | 22 | 1 | 0 | 0 | 0 | 0 | 284138.442 | 289821.2108 | 295617.6351 | 301529.9878 | 307560.5875 | 313711.7993 | 319986.0352 | 326385.756 | 332913.4711 | 339571.7405 | 346363.1753 | 353290.4388 | 360356.2476 | 367563.3725 | 374914.64 | 382412.9328 | 390061.1914 | 397862.4153 | 405819.6636 | 413936.0569 | 422214.778 | 430659.0735
BIG SANDY | BIG SANDY | 2500 | 1750000 | 0 | 0 | 0 |  | 22 | 1 | 0 | 0 | 0 | 0 | 284138.442 | 289821.2108 | 295617.6351 | 301529.9878 | 307560.5875 | 313711.7993 | 319986.0352 | 326385.756 | 332913.4711 | 339571.7405 | 346363.1753 | 353290.4388 | 360356.2476 | 367563.3725 | 374914.64 | 382412.9328 | 390061.1914 | 397862.4153 | 405819.6636 | 413936.0569 | 422214.778 | 430659.0735
LONE MOUNTAIN | BIG SKY LONE MOUNTAIN BANK 1 | 42000 | 20000000 | 0 | 0 | 0 |  | 22 | 1 | 0 | 0 | 0 | 0 | 3247296.48 | 3312242.4096 | 3378487.2578 | 3446057.0029 | 3514978.143 | 3585277.7059 | 3656983.26 | 3730122.9252 | 3804725.3837 | 3880819.8914 | 3958436.2892 | 4037605.015 | 4118357.1153 | 4200724.2576 | 4284738.7427 | 4370433.5176 | 4457842.1879 | 4546999.0317 | 4637939.0123 | 4730697.7926 | 4825311.7484 | 4921817.9834
LONE MOUNTAIN | BIG SKY LONE MOUNTAIN BANK 2 | 42000 | 20000000 | 0 | 0 | 0 |  | 22 | 1 | 0 | 0 | 0 | 0 | 3247296.48 | 3312242.4096 | 3378487.2578 | 3446057.0029 | 3514978.143 | 3585277.7059 | 3656983.26 | 3730122.9252 | 3804725.3837 | 3880819.8914 | 3958436.2892 | 4037605.015 | 4118357.1153 | 4200724.2576 | 4284738.7427 | 4370433.5176 | 4457842.1879 | 4546999.0317 | 4637939.0123 | 4730697.7926 | 4825311.7484 | 4921817.9834
BIG SKY MEADOW | BIG SKY MEADOW VILLAGE | 25000 | 20000000 | 0 | 0 | 0 |  | 22 | 1 | 0 | 0 | 0 | 0 | 3247296.48 | 3312242.4096 | 3378487.2578 | 3446057.0029 | 3514978.143 | 3585277.7059 | 3656983.26 | 3730122.9252 | 3804725.3837 | 3880819.8914 | 3958436.2892 | 4037605.015 | 4118357.1153 | 4200724.2576 | 4284738.7427 | 4370433.5176 | 4457842.1879 | 4546999.0317 | 4637939.0123 | 4730697.7926 | 4825311.7484 | 4921817.9834
BIG TIMBER | BIG TIMBER | 6250 | 8000000 | 0 | 0 | 0 |  | 22 | 1 | 0 | 0 | 0 | 0 | 1298918.592 | 1324896.9638 | 1351394.9031 | 1378422.8012 | 1405991.2572 | 1434111.0823 | 1462793.304 | 1492049.1701 | 1521890.1535 | 1552327.9565 | 1583374.5157 | 1615042.006 | 1647342.8461 | 1680289.703 | 1713895.4971 | 1748173.407 | 1783136.8752 | 1818799.6127 | 1855175.6049 | 1892279.117 | 1930124.6994 | 1968727.1934
BILLINGS 8TH ST. | BILLINGS 8TH ST. 1 | 42000 | 20000000 | 0 | 0 | 0 |  | 22 | 1 | 0 | 0 | 0 | 0 | 3247296.48 | 3312242.4096 | 3378487.2578 | 3446057.0029 | 3514978.143 | 3585277.7059 | 3656983.26 | 3730122.9252 | 3804725.3837 | 3880819.8914 | 3958436.2892 | 4037605.015 | 4118357.1153 | 4200724.2576 | 4284738.7427 | 4370433.5176 | 4457842.1879 | 4546999.0317 | 4637939.0123 | 4730697.7926 | 4825311.7484 | 4921817.9834
BILLINGS 8TH ST. | BILLINGS 8TH ST. 2 | 42000 | 20000000 | 0 | 0 | 0 |  | 22 | 1 | 0 | 0 | 0 | 0 | 3247296.48 | 3312242.4096 | 3378487.2578 | 3446057.0029 | 3514978.143 | 3585277.7059 | 3656983.26 | 3730122.9252 | 3804725.3837 | 3880819.8914 | 3958436.2892 | 4037605.015 | 4118357.1153 | 4200724.2576 | 4284738.7427 | 4370433.5176 | 4457842.1879 | 4546999.0317 | 4637939.0123 | 4730697.7926 | 4825311.7484 | 4921817.9834
BILLINGS 8TH ST. | BILLINGS 8TH ST. 3 | 42000 | 20000000 | 0 | 0 | 0 |  | 22 | 1 | 0 | 0 | 0 | 0 | 3247296.48 | 3312242.4096 | 3378487.2578 | 3446057.0029 | 3514978.143 | 3585277.7059 | 3656983.26 | 3730122.9252 | 3804725.3837 | 3880819.8914 | 3958436.2892 | 4037605.015 | 4118357.1153 | 4200724.2576 | 4284738.7427 | 4370433.5176 | 4457842.1879 | 4546999.0317 | 4637939.0123 | 4730697.7926 | 4825311.7484 | 4921817.9834
BILLINGS BELLROCK | BILLINGS BELLROCK 1 | 42000 | 20000000 | 0 | 0 | 0 |  | 22 | 1 | 0 | 0 | 0 | 0 | 3247296.48 | 3312242.4096 | 3378487.2578 | 3446057.0029 | 3514978.143 | 3585277.7059 | 3656983.26 | 3730122.9252 | 3804725.3837 | 3880819.8914 | 3958436.2892 | 4037605.015 | 4118357.1153 | 4200724.2576 | 4284738.7427 | 4370433.5176 | 4457842.1879 | 4546999.0317 | 4637939.0123 | 4730697.7926 | 4825311.7484 | 4921817.9834
BILLINGS BELLROCK | BILLINGS BELLROCK 2 | 42000 | 20000000 | 0 | 0 | 0 |  | 22 | 1 | 0 | 0 | 0 | 0 | 3247296.48 | 3312242.4096 | 3378487.2578 | 3446057.0029 | 3514978.143 | 3585277.7059 | 3656983.26 | 3730122.9252 | 3804725.3837 | 3880819.8914 | 3958436.2892 | 4037605.015 | 4118357.1153 | 4200724.2576 | 4284738.7427 | 4370433.5176 | 4457842.1879 | 4546999.0317 | 4637939.0123 | 4730697.7926 | 4825311.7484 | 4921817.9834
BILLINGS EASTSIDE | BILLINGS EASTSIDE 3 | 20000 | 8000000 | 0 | 0 | 0 |  | 22 | 1 | 0 | 0 | 0 | 0 | 1298918.592 | 1324896.9638 | 1351394.9031 | 1378422.8012 | 1405991.2572 | 1434111.0823 | 1462793.304 | 1492049.1701 | 1521890.1535 | 1552327.9565 | 1583374.5157 | 1615042.006 | 1647342.8461 | 1680289.703 | 1713895.4971 | 1748173.407 | 1783136.8752 | 1818799.6127 | 1855175.6049 | 1892279.117 | 1930124.6994 | 1968727.1934
BILLINGS EASTSIDE | BILLINGS EASTSIDE 4 | 20000 | 8000000 | 0 | 0 | 0 |  | 22 | 1 | 0 | 0 | 0 | 0 | 1298918.592 | 1324896.9638 | 1351394.9031 | 1378422.8012 | 1405991.2572 | 1434111.0823 | 1462793.304 | 1492049.1701 | 1521890.1535 | 1552327.9565 | 1583374.5157 | 1615042.006 | 1647342.8461 | 1680289.703 | 1713895.4971 | 1748173.407 | 1783136.8752 | 1818799.6127 | 1855175.6049 | 1892279.117 | 1930124.6994 | 1968727.1934
BILLINGS EASTSIDE | BILLINGS EASTSIDE 5 | 20000 | 8000000 | 0 | 0 | 0 |  | 22 | 1 | 0 | 0 | 0 | 0 | 1298918.592 | 1324896.9638 | 1351394.9031 | 1378422.8012 | 1405991.2572 | 1434111.0823 | 1462793.304 | 1492049.1701 | 1521890.1535 | 1552327.9565 | 1583374.5157 | 1615042.006 | 1647342.8461 | 1680289.703 | 1713895.4971 | 1748173.407 | 1783136.8752 | 1818799.6127 | 1855175.6049 | 1892279.117 | 1930124.6994 | 1968727.1934
BILLINGS KING AVE | BILLINGS KING AVE. 1 | 20000 | 8000000 | 0 | 0 | 0 |  | 22 | 1 | 0 | 0 | 0 | 0 | 1298918.592 | 1324896.9638 | 1351394.9031 | 1378422.8012 | 1405991.2572 | 1434111.0823 | 1462793.304 | 1492049.1701 | 1521890.1535 | 1552327.9565 | 1583374.5157 | 1615042.006 | 1647342.8461 | 1680289.703 | 1713895.4971 | 1748173.407 | 1783136.8752 | 1818799.6127 | 1855175.6049 | 1892279.117 | 1930124.6994 | 1968727.1934
BILLINGS KING AVE | BILLINGS KING AVE. 2 | 20000 | 8000000 | 0 | 0 | 0 |  | 22 | 1 | 0 | 0 | 0 | 0 | 1298918.592 | 1324896.9638 | 1351394.9031 | 1378422.8012 | 1405991.2572 | 1434111.0823 | 1462793.304 | 1492049.1701 | 1521890.1535 | 1552327.9565 | 1583374.5157 | 1615042.006 | 1647342.8461 | 1680289.703 | 1713895.4971 | 1748173.407 | 1783136.8752 | 1818799.6127 | 1855175.6049 | 1892279.117 | 1930124.6994 | 1968727.1934
BILLINGS MERIDIAN | BILLINGS MERIDIAN BANK 1 | 20000 | 8000000 | 0 | 0 | 0 |  | 22 | 1 | 0 | 0 | 0 | 0 | 1298918.592 | 1324896.9638 | 1351394.9031 | 1378422.8012 | 1405991.2572 | 1434111.0823 | 1462793.304 | 1492049.1701 | 1521890.1535 | 1552327.9565 | 1583374.5157 | 1615042.006 | 1647342.8461 | 1680289.703 | 1713895.4971 | 1748173.407 | 1783136.8752 | 1818799.6127 | 1855175.6049 | 1892279.117 | 1930124.6994 | 1968727.1934
BILLINGS MERIDIAN | BILLINGS MERIDIAN BANK 2 | 20000 | 8000000 | 0 | 0 | 0 |  | 22 | 1 | 0 | 0 | 0 | 0 | 1298918.592 | 1324896.9638 | 1351394.9031 | 1378422.8012 | 1405991.2572 | 1434111.0823 | 1462793.304 | 1492049.1701 | 1521890.1535 | 1552327.9565 | 1583374.5157 | 1615042.006 | 1647342.8461 | 1680289.703 | 1713895.4971 | 1748173.407 | 1783136.8752 | 1818799.6127 | 1855175.6049 | 1892279.117 | 1930124.6994 | 1968727.1934
BILLINGS RIMROCK | BILLINGS RIMROCK | 20000 | 8000000 | 0 | 0 | 0 |  | 22 | 1 | 0 | 0 | 0 | 0 | 1298918.592 | 1324896.9638 | 1351394.9031 | 1378422.8012 | 1405991.2572 | 1434111.0823 | 1462793.304 | 1492049.1701 | 1521890.1535 | 1552327.9565 | 1583374.5157 | 1615042.006 | 1647342.8461 | 1680289.703 | 1713895.4971 | 1748173.407 | 1783136.8752 | 1818799.6127 | 1855175.6049 | 1892279.117 | 1930124.6994 | 1968727.1934
BILLINGS STEAMPLANT | BILLINGS STEAMPLANT SWYD A | 20000 | 8000000 | 0 | 0 | 0 |  | 22 | 1 | 0 | 0 | 0 | 0 | 1298918.592 | 1324896.9638 | 1351394.9031 | 1378422.8012 | 1405991.2572 | 1434111.0823 | 1462793.304 | 1492049.1701 | 1521890.1535 | 1552327.9565 | 1583374.5157 | 1615042.006 | 1647342.8461 | 1680289.703 | 1713895.4971 | 1748173.407 | 1783136.8752 | 1818799.6127 | 1855175.6049 | 1892279.117 | 1930124.6994 | 1968727.1934
BILLINGS STEAMPLANT | BILLINGS STEAMPLANT SWYD B | 20000 | 8000000 | 0 | 0 | 0 |  | 22 | 1 | 0 | 0 | 0 | 0 | 1298918.592 | 1324896.9638 | 1351394.9031 | 1378422.8012 | 1405991.2572 | 1434111.0823 | 1462793.304 | 1492049.1701 | 1521890.1535 | 1552327.9565 | 1583374.5157 | 1615042.006 | 1647342.8461 | 1680289.703 | 1713895.4971 | 1748173.407 | 1783136.8752 | 1818799.6127 | 1855175.6049 | 1892279.117 | 1930124.6994 | 1968727.1934
BILLINGS WICKS LANE | BILLINGS WICKS LANE 1 | 25000 | 20000000 | 0 | 0 | 0 |  | 22 | 1 | 0 | 0 | 0 | 0 | 3247296.48 | 3312242.4096 | 3378487.2578 | 3446057.0029 | 3514978.143 | 3585277.7059 | 3656983.26 | 3730122.9252 | 3804725.3837 | 3880819.8914 | 3958436.2892 | 4037605.015 | 4118357.1153 | 4200724.2576 | 4284738.7427 | 4370433.5176 | 4457842.1879 | 4546999.0317 | 4637939.0123 | 4730697.7926 | 4825311.7484 | 4921817.9834
BILLINGS WICKS LANE | BILLINGS WICKS LANE 2 | 25000 | 20000000 | 0 | 0 | 0 |  | 22 | 1 | 0 | 0 | 0 | 0 | 3247296.48 | 3312242.4096 | 3378487.2578 | 3446057.0029 | 3514978.143 | 3585277.7059 | 3656983.26 | 3730122.9252 | 3804725.3837 | 3880819.8914 | 3958436.2892 | 4037605.015 | 4118357.1153 | 4200724.2576 | 4284738.7427 | 4370433.5176 | 4457842.1879 | 4546999.0317 | 4637939.0123 | 4730697.7926 | 4825311.7484 | 4921817.9834
BONNER | BONNER FDR 61 & 62 | 20000 | 8000000 | 0 | 0 | 0 |  | 22 | 1 | 0 | 0 | 0 | 0 | 1298918.592 | 1324896.9638 | 1351394.9031 | 1378422.8012 | 1405991.2572 | 1434111.0823 | 1462793.304 | 1492049.1701 | 1521890.1535 | 1552327.9565 | 1583374.5157 | 1615042.006 | 1647342.8461 | 1680289.703 | 1713895.4971 | 1748173.407 | 1783136.8752 | 1818799.6127 | 1855175.6049 | 1892279.117 | 1930124.6994 | 1968727.1934
BOULDER | BOULDER | 5000 | 1750000 | 0 | 0 | 0 |  | 22 | 1 | 0 | 0 | 0 | 0 | 284138.442 | 289821.2108 | 295617.6351 | 301529.9878 | 307560.5875 | 313711.7993 | 319986.0352 | 326385.756 | 332913.4711 | 339571.7405 | 346363.1753 | 353290.4388 | 360356.2476 | 367563.3725 | 374914.64 | 382412.9328 | 390061.1914 | 397862.4153 | 405819.6636 | 413936.0569 | 422214.778 | 430659.0735
BOX ELDER | BOX ELDER | 1000 | 500000 | 0 | 0 | 0 |  | 22 | 1 | 0 | 0 | 0 | 0 | 81182.412 | 82806.0602 | 84462.1814 | 86151.4251 | 87874.4536 | 89631.9426 | 91424.5815 | 93253.0731 | 95118.1346 | 97020.4973 | 98960.9072 | 100940.1254 | 102958.9279 | 105018.1064 | 107118.4686 | 109260.8379 | 111446.0547 | 113674.9758 | 115948.4753 | 118267.4448 | 120632.7937 | 123045.4496
BOZEMAN EAST | BOZEMAN EAST GALLATIN 3 | 10000 | 8000000 | 0 | 0 | 0 |  | 22 | 1 | 0 | 0 | 0 | 0 | 1298918.592 | 1324896.9638 | 1351394.9031 | 1378422.8012 | 1405991.2572 | 1434111.0823 | 1462793.304 | 1492049.1701 | 1521890.1535 | 1552327.9565 | 1583374.5157 | 1615042.006 | 1647342.8461 | 1680289.703 | 1713895.4971 | 1748173.407 | 1783136.8752 | 1818799.6127 | 1855175.6049 | 1892279.117 | 1930124.6994 | 1968727.1934
BOZEMAN EAST | BOZEMAN EAST GALLATIN 4 | 20000 | 8000000 | 0 | 0 | 0 |  | 22 | 1 | 0 | 0 | 0 | 0 | 1298918.592 | 1324896.9638 | 1351394.9031 | 1378422.8012 | 1405991.2572 | 1434111.0823 | 1462793.304 | 1492049.1701 | 1521890.1535 | 1552327.9565 | 1583374.5157 | 1615042.006 | 1647342.8461 | 1680289.703 | 1713895.4971 | 1748173.407 | 1783136.8752 | 1818799.6127 | 1855175.6049 | 1892279.117 | 1930124.6994 | 1968727.1934
BOZEMAN SOURDOUGH | BOZEMAN SOURDOUGH #1 | 20000 | 8000000 | 0 | 0 | 0 |  | 22 | 1 | 0 | 0 | 0 | 0 | 1298918.592 | 1324896.9638 | 1351394.9031 | 1378422.8012 | 1405991.2572 | 1434111.0823 | 1462793.304 | 1492049.1701 | 1521890.1535 | 1552327.9565 | 1583374.5157 | 1615042.006 | 1647342.8461 | 1680289.703 | 1713895.4971 | 1748173.407 | 1783136.8752 | 1818799.6127 | 1855175.6049 | 1892279.117 | 1930124.6994 | 1968727.1934
BOZEMAN SOUTHSIDE | BOZEMAN SOUTHSIDE 5 | 20000 | 8000000 | 0 | 0 | 0 |  | 22 | 1 | 0 | 0 | 0 | 0 | 1298918.592 | 1324896.9638 | 1351394.9031 | 1378422.8012 | 1405991.2572 | 1434111.0823 | 1462793.304 | 1492049.1701 | 1521890.1535 | 1552327.9565 | 1583374.5157 | 1615042.006 | 1647342.8461 | 1680289.703 | 1713895.4971 | 1748173.407 | 1783136.8752 | 1818799.6127 | 1855175.6049 | 1892279.117 | 1930124.6994 | 1968727.1934
BOZEMAN SOUTHSIDE | BOZEMAN SOUTHSIDE 6 | 20000 | 8000000 | 0 | 0 | 0 |  | 22 | 1 | 0 | 0 | 0 | 0 | 1298918.592 | 1324896.9638 | 1351394.9031 | 1378422.8012 | 1405991.2572 | 1434111.0823 | 1462793.304 | 1492049.1701 | 1521890.1535 | 1552327.9565 | 1583374.5157 | 1615042.006 | 1647342.8461 | 1680289.703 | 1713895.4971 | 1748173.407 | 1783136.8752 | 1818799.6127 | 1855175.6049 | 1892279.117 | 1930124.6994 | 1968727.1934
BOZEMAN WESTSIDE | BOZEMAN WESTSIDE BK1 | 20000 | 8000000 | 0 | 0 | 0 |  | 22 | 1 | 0 | 0 | 0 | 0 | 1298918.592 | 1324896.9638 | 1351394.9031 | 1378422.8012 | 1405991.2572 | 1434111.0823 | 1462793.304 | 1492049.1701 | 1521890.1535 | 1552327.9565 | 1583374.5157 | 1615042.006 | 1647342.8461 | 1680289.703 | 1713895.4971 | 1748173.407 | 1783136.8752 | 1818799.6127 | 1855175.6049 | 1892279.117 | 1930124.6994 | 1968727.1934
BOZEMAN WESTSIDE | BOZEMAN WESTSIDE BK2 | 42000 | 20000000 | 0 | 0 | 0 |  | 22 | 1 | 0 | 0 | 0 | 0 | 3247296.48 | 3312242.4096 | 3378487.2578 | 3446057.0029 | 3514978.143 | 3585277.7059 | 3656983.26 | 3730122.9252 | 3804725.3837 | 3880819.8914 | 3958436.2892 | 4037605.015 | 4118357.1153 | 4200724.2576 | 4284738.7427 | 4370433.5176 | 4457842.1879 | 4546999.0317 | 4637939.0123 | 4730697.7926 | 4825311.7484 | 4921817.9834
BRADY | BRADY | 1000 | 500000 | 0 | 0 | 0 |  | 22 | 1 | 0 | 0 | 0 | 0 | 81182.412 | 82806.0602 | 84462.1814 | 86151.4251 | 87874.4536 | 89631.9426 | 91424.5815 | 93253.0731 | 95118.1346 | 97020.4973 | 98960.9072 | 100940.1254 | 102958.9279 | 105018.1064 | 107118.4686 | 109260.8379 | 111446.0547 | 113674.9758 | 115948.4753 | 118267.4448 | 120632.7937 | 123045.4496
BRIDGER | BRIDGER | 12500 | 8000000 | 0 | 0 | 0 |  | 22 | 1 | 0 | 0 | 0 | 0 | 1298918.592 | 1324896.9638 | 1351394.9031 | 1378422.8012 | 1405991.2572 | 1434111.0823 | 1462793.304 | 1492049.1701 | 1521890.1535 | 1552327.9565 | 1583374.5157 | 1615042.006 | 1647342.8461 | 1680289.703 | 1713895.4971 | 1748173.407 | 1783136.8752 | 1818799.6127 | 1855175.6049 | 1892279.117 | 1930124.6994 | 1968727.1934
BROADVIEW CITY | BROADVIEW CITY | 2000 | 1750000 | 0 | 0 | 0 |  | 22 | 1 | 0 | 0 | 0 | 0 | 284138.442 | 289821.2108 | 295617.6351 | 301529.9878 | 307560.5875 | 313711.7993 | 319986.0352 | 326385.756 | 332913.4711 | 339571.7405 | 346363.1753 | 353290.4388 | 360356.2476 | 367563.3725 | 374914.64 | 382412.9328 | 390061.1914 | 397862.4153 | 405819.6636 | 413936.0569 | 422214.778 | 430659.0735
BUTLER CREEK | BUTLER CREEK | 20000 | 8000000 | 0 | 0 | 0 |  | 22 | 1 | 0 | 0 | 0 | 0 | 1298918.592 | 1324896.9638 | 1351394.9031 | 1378422.8012 | 1405991.2572 | 1434111.0823 | 1462793.304 | 1492049.1701 | 1521890.1535 | 1552327.9565 | 1583374.5157 | 1615042.006 | 1647342.8461 | 1680289.703 | 1713895.4971 | 1748173.407 | 1783136.8752 | 1818799.6127 | 1855175.6049 | 1892279.117 | 1930124.6994 | 1968727.1934
BUTTE CORA | BUTTE CORA | 20000 | 8000000 | 0 | 0 | 0 |  | 22 | 1 | 0 | 0 | 0 | 0 | 1298918.592 | 1324896.9638 | 1351394.9031 | 1378422.8012 | 1405991.2572 | 1434111.0823 | 1462793.304 | 1492049.1701 | 1521890.1535 | 1552327.9565 | 1583374.5157 | 1615042.006 | 1647342.8461 | 1680289.703 | 1713895.4971 | 1748173.407 | 1783136.8752 | 1818799.6127 | 1855175.6049 | 1892279.117 | 1930124.6994 | 1968727.1934
BUTTE INDUSTRIAL PARK | BUTTE INDUSTRIAL PARK | 10000 | 8000000 | 0 | 0 | 0 |  | 22 | 1 | 0 | 0 | 0 | 0 | 1298918.592 | 1324896.9638 | 1351394.9031 | 1378422.8012 | 1405991.2572 | 1434111.0823 | 1462793.304 | 1492049.1701 | 1521890.1535 | 1552327.9565 | 1583374.5157 | 1615042.006 | 1647342.8461 | 1680289.703 | 1713895.4971 | 1748173.407 | 1783136.8752 | 1818799.6127 | 1855175.6049 | 1892279.117 | 1930124.6994 | 1968727.1934
BUTTE MONTANA ST | BUTTE MONTANA ST. SWITCHYARD 1 | 6240 | 8000000 | 0 | 0 | 0 |  | 22 | 1 | 0 | 0 | 0 | 0 | 1298918.592 | 1324896.9638 | 1351394.9031 | 1378422.8012 | 1405991.2572 | 1434111.0823 | 1462793.304 | 1492049.1701 | 1521890.1535 | 1552327.9565 | 1583374.5157 | 1615042.006 | 1647342.8461 | 1680289.703 | 1713895.4971 | 1748173.407 | 1783136.8752 | 1818799.6127 | 1855175.6049 | 1892279.117 | 1930124.6994 | 1968727.1934
BUTTE MONTANA ST | BUTTE MONTANA ST. SWITCHYARD 2 | 6240 | 8000000 | 0 | 0 | 0 |  | 22 | 1 | 0 | 0 | 0 | 0 | 1298918.592 | 1324896.9638 | 1351394.9031 | 1378422.8012 | 1405991.2572 | 1434111.0823 | 1462793.304 | 1492049.1701 | 1521890.1535 | 1552327.9565 | 1583374.5157 | 1615042.006 | 1647342.8461 | 1680289.703 | 1713895.4971 | 1748173.407 | 1783136.8752 | 1818799.6127 | 1855175.6049 | 1892279.117 | 1930124.6994 | 1968727.1934
BUTTE MONTANA ST | BUTTE MONTANA ST. SWITCHYARD 3 | 25000 | 20000000 | 0 | 0 | 0 |  | 22 | 1 | 0 | 0 | 0 | 0 | 3247296.48 | 3312242.4096 | 3378487.2578 | 3446057.0029 | 3514978.143 | 3585277.7059 | 3656983.26 | 3730122.9252 | 3804725.3837 | 3880819.8914 | 3958436.2892 | 4037605.015 | 4118357.1153 | 4200724.2576 | 4284738.7427 | 4370433.5176 | 4457842.1879 | 4546999.0317 | 4637939.0123 | 4730697.7926 | 4825311.7484 | 4921817.9834
BUTTE MONTANA ST | BUTTE MONTANA ST. SWITCHYARD 5 | 25000 | 20000000 | 0 | 0 | 0 |  | 22 | 1 | 0 | 0 | 0 | 0 | 3247296.48 | 3312242.4096 | 3378487.2578 | 3446057.0029 | 3514978.143 | 3585277.7059 | 3656983.26 | 3730122.9252 | 3804725.3837 | 3880819.8914 | 3958436.2892 | 4037605.015 | 4118357.1153 | 4200724.2576 | 4284738.7427 | 4370433.5176 | 4457842.1879 | 4546999.0317 | 4637939.0123 | 4730697.7926 | 4825311.7484 | 4921817.9834
CANYON CREEK | CANYON CREEK | 10000 | 8000000 | 0 | 0 | 0 |  | 22 | 1 | 0 | 0 | 0 | 0 | 1298918.592 | 1324896.9638 | 1351394.9031 | 1378422.8012 | 1405991.2572 | 1434111.0823 | 1462793.304 | 1492049.1701 | 1521890.1535 | 1552327.9565 | 1583374.5157 | 1615042.006 | 1647342.8461 | 1680289.703 | 1713895.4971 | 1748173.407 | 1783136.8752 | 1818799.6127 | 1855175.6049 | 1892279.117 | 1930124.6994 | 1968727.1934
CARTER | CARTER | 2500 | 1750000 | 0 | 0 | 0 |  | 22 | 1 | 0 | 0 | 0 | 0 | 284138.442 | 289821.2108 | 295617.6351 | 301529.9878 | 307560.5875 | 313711.7993 | 319986.0352 | 326385.756 | 332913.4711 | 339571.7405 | 346363.1753 | 353290.4388 | 360356.2476 | 367563.3725 | 374914.64 | 382412.9328 | 390061.1914 | 397862.4153 | 405819.6636 | 413936.0569 | 422214.778 | 430659.0735
CHARLOS HEIGHTS | CHARLOS HEIGHTS | 3750 | 1750000 | 0 | 0 | 0 |  | 22 | 1 | 0 | 0 | 0 | 0 | 284138.442 | 289821.2108 | 295617.6351 | 301529.9878 | 307560.5875 | 313711.7993 | 319986.0352 | 326385.756 | 332913.4711 | 339571.7405 | 346363.1753 | 353290.4388 | 360356.2476 | 367563.3725 | 374914.64 | 382412.9328 | 390061.1914 | 397862.4153 | 405819.6636 | 413936.0569 | 422214.778 | 430659.0735
CHESTER | CHESTER | 4995 | 1750000 | 0 | 0 | 0 |  | 22 | 1 | 0 | 0 | 0 | 0 | 284138.442 | 289821.2108 | 295617.6351 | 301529.9878 | 307560.5875 | 313711.7993 | 319986.0352 | 326385.756 | 332913.4711 | 339571.7405 | 346363.1753 | 353290.4388 | 360356.2476 | 367563.3725 | 374914.64 | 382412.9328 | 390061.1914 | 397862.4153 | 405819.6636 | 413936.0569 | 422214.778 | 430659.0735
CHINOOK | CHINOOK | 5000 | 1750000 | 0 | 0 | 0 |  | 22 | 1 | 0 | 0 | 0 | 0 | 284138.442 | 289821.2108 | 295617.6351 | 301529.9878 | 307560.5875 | 313711.7993 | 319986.0352 | 326385.756 | 332913.4711 | 339571.7405 | 346363.1753 | 353290.4388 | 360356.2476 | 367563.3725 | 374914.64 | 382412.9328 | 390061.1914 | 397862.4153 | 405819.6636 | 413936.0569 | 422214.778 | 430659.0735
CHOTEAU | CHOTEAU 1 | 2500 | 1750000 | 0 | 0 | 0 |  | 22 | 1 | 0 | 0 | 0 | 0 | 284138.442 | 289821.2108 | 295617.6351 | 301529.9878 | 307560.5875 | 313711.7993 | 319986.0352 | 326385.756 | 332913.4711 | 339571.7405 | 346363.1753 | 353290.4388 | 360356.2476 | 367563.3725 | 374914.64 | 382412.9328 | 390061.1914 | 397862.4153 | 405819.6636 | 413936.0569 | 422214.778 | 430659.0735
CHOTEAU | CHOTEAU 2 | 5000 | 1750000 | 0 | 0 | 0 |  | 22 | 1 | 0 | 0 | 0 | 0 | 284138.442 | 289821.2108 | 295617.6351 | 301529.9878 | 307560.5875 | 313711.7993 | 319986.0352 | 326385.756 | 332913.4711 | 339571.7405 | 346363.1753 | 353290.4388 | 360356.2476 | 367563.3725 | 374914.64 | 382412.9328 | 390061.1914 | 397862.4153 | 405819.6636 | 413936.0569 | 422214.778 | 430659.0735
CIRCLE BRIDGE | CIRCLE BRIDGE | 1500 | 1750000 | 0 | 0 | 0 |  | 22 | 1 | 0 | 0 | 0 | 0 | 284138.442 | 289821.2108 | 295617.6351 | 301529.9878 | 307560.5875 | 313711.7993 | 319986.0352 | 326385.756 | 332913.4711 | 339571.7405 | 346363.1753 | 353290.4388 | 360356.2476 | 367563.3725 | 374914.64 | 382412.9328 | 390061.1914 | 397862.4153 | 405819.6636 | 413936.0569 | 422214.778 | 430659.0735
CITY SUB #1 | CITY SUB #1 | 20000 | 8000000 | 0 | 0 | 0 |  | 22 | 1 | 0 | 0 | 0 | 0 | 1298918.592 | 1324896.9638 | 1351394.9031 | 1378422.8012 | 1405991.2572 | 1434111.0823 | 1462793.304 | 1492049.1701 | 1521890.1535 | 1552327.9565 | 1583374.5157 | 1615042.006 | 1647342.8461 | 1680289.703 | 1713895.4971 | 1748173.407 | 1783136.8752 | 1818799.6127 | 1855175.6049 | 1892279.117 | 1930124.6994 | 1968727.1934
CITY SUB #1 | CITY SUB #1 BNK 4 | 20000 | 8000000 | 0 | 0 | 0 |  | 22 | 1 | 0 | 0 | 0 | 0 | 1298918.592 | 1324896.9638 | 1351394.9031 | 1378422.8012 | 1405991.2572 | 1434111.0823 | 1462793.304 | 1492049.1701 | 1521890.1535 | 1552327.9565 | 1583374.5157 | 1615042.006 | 1647342.8461 | 1680289.703 | 1713895.4971 | 1748173.407 | 1783136.8752 | 1818799.6127 | 1855175.6049 | 1892279.117 | 1930124.6994 | 1968727.1934
CLANCY | CLANCY | 6220 | 8000000 | 0 | 0 | 0 |  | 22 | 1 | 0 | 0 | 0 | 0 | 1298918.592 | 1324896.9638 | 1351394.9031 | 1378422.8012 | 1405991.2572 | 1434111.0823 | 1462793.304 | 1492049.1701 | 1521890.1535 | 1552327.9565 | 1583374.5157 | 1615042.006 | 1647342.8461 | 1680289.703 | 1713895.4971 | 1748173.407 | 1783136.8752 | 1818799.6127 | 1855175.6049 | 1892279.117 | 1930124.6994 | 1968727.1934
COBBLESTONE | COBBLESTONE | 5000 | 1750000 | 0 | 0 | 0 |  | 22 | 1 | 0 | 0 | 0 | 0 | 284138.442 | 289821.2108 | 295617.6351 | 301529.9878 | 307560.5875 | 313711.7993 | 319986.0352 | 326385.756 | 332913.4711 | 339571.7405 | 346363.1753 | 353290.4388 | 360356.2476 | 367563.3725 | 374914.64 | 382412.9328 | 390061.1914 | 397862.4153 | 405819.6636 | 413936.0569 | 422214.778 | 430659.0735
COLLINS | COLLINS | 2500 | 1750000 | 0 | 0 | 0 |  | 22 | 1 | 0 | 0 | 0 | 0 | 284138.442 | 289821.2108 | 295617.6351 | 301529.9878 | 307560.5875 | 313711.7993 | 319986.0352 | 326385.756 | 332913.4711 | 339571.7405 | 346363.1753 | 353290.4388 | 360356.2476 | 367563.3725 | 374914.64 | 382412.9328 | 390061.1914 | 397862.4153 | 405819.6636 | 413936.0569 | 422214.778 | 430659.0735
COLSTRIP SWITCHYARD | COLSTRIP SWITCHYARD (TOWN) 1 | 20000 | 8000000 | 0 | 0 | 0 |  | 22 | 1 | 0 | 0 | 0 | 0 | 1298918.592 | 1324896.9638 | 1351394.9031 | 1378422.8012 | 1405991.2572 | 1434111.0823 | 1462793.304 | 1492049.1701 | 1521890.1535 | 1552327.9565 | 1583374.5157 | 1615042.006 | 1647342.8461 | 1680289.703 | 1713895.4971 | 1748173.407 | 1783136.8752 | 1818799.6127 | 1855175.6049 | 1892279.117 | 1930124.6994 | 1968727.1934
COLSTRIP SWITCHYARD | COLSTRIP SWITCHYARD (TOWN) 2 | 20000 | 8000000 | 0 | 0 | 0 |  | 22 | 1 | 0 | 0 | 0 | 0 | 1298918.592 | 1324896.9638 | 1351394.9031 | 1378422.8012 | 1405991.2572 | 1434111.0823 | 1462793.304 | 1492049.1701 | 1521890.1535 | 1552327.9565 | 1583374.5157 | 1615042.006 | 1647342.8461 | 1680289.703 | 1713895.4971 | 1748173.407 | 1783136.8752 | 1818799.6127 | 1855175.6049 | 1892279.117 | 1930124.6994 | 1968727.1934
CONRAD CITY | CONRAD CITY BNK 1 | 3750 | 1750000 | 0 | 0 | 0 |  | 22 | 1 | 0 | 0 | 0 | 0 | 284138.442 | 289821.2108 | 295617.6351 | 301529.9878 | 307560.5875 | 313711.7993 | 319986.0352 | 326385.756 | 332913.4711 | 339571.7405 | 346363.1753 | 353290.4388 | 360356.2476 | 367563.3725 | 374914.64 | 382412.9328 | 390061.1914 | 397862.4153 | 405819.6636 | 413936.0569 | 422214.778 | 430659.0735
CONRAD CITY | CONRAD CITY BNK 2 | 6250 | 8000000 | 0 | 0 | 0 |  | 22 | 1 | 0 | 0 | 0 | 0 | 1298918.592 | 1324896.9638 | 1351394.9031 | 1378422.8012 | 1405991.2572 | 1434111.0823 | 1462793.304 | 1492049.1701 | 1521890.1535 | 1552327.9565 | 1583374.5157 | 1615042.006 | 1647342.8461 | 1680289.703 | 1713895.4971 | 1748173.407 | 1783136.8752 | 1818799.6127 | 1855175.6049 | 1892279.117 | 1930124.6994 | 1968727.1934
CONRAD | CONRAD PUMP | 9375 | 8000000 | 0 | 0 | 0 |  | 22 | 1 | 0 | 0 | 0 | 0 | 1298918.592 | 1324896.9638 | 1351394.9031 | 1378422.8012 | 1405991.2572 | 1434111.0823 | 1462793.304 | 1492049.1701 | 1521890.1535 | 1552327.9565 | 1583374.5157 | 1615042.006 | 1647342.8461 | 1680289.703 | 1713895.4971 | 1748173.407 | 1783136.8752 | 1818799.6127 | 1855175.6049 | 1892279.117 | 1930124.6994 | 1968727.1934
CORVALLIS | CORVALLIS | 5000 | 1750000 | 0 | 0 | 0 |  | 22 | 1 | 0 | 0 | 0 | 0 | 284138.442 | 289821.2108 | 295617.6351 | 301529.9878 | 307560.5875 | 313711.7993 | 319986.0352 | 326385.756 | 332913.4711 | 339571.7405 | 346363.1753 | 353290.4388 | 360356.2476 | 367563.3725 | 374914.64 | 382412.9328 | 390061.1914 | 397862.4153 | 405819.6636 | 413936.0569 | 422214.778 | 430659.0735
CRAIG | CRAIG | 4992 | 1750000 | 0 | 0 | 0 |  | 22 | 1 | 0 | 0 | 0 | 0 | 284138.442 | 289821.2108 | 295617.6351 | 301529.9878 | 307560.5875 | 313711.7993 | 319986.0352 | 326385.756 | 332913.4711 | 339571.7405 | 346363.1753 | 353290.4388 | 360356.2476 | 367563.3725 | 374914.64 | 382412.9328 | 390061.1914 | 397862.4153 | 405819.6636 | 413936.0569 | 422214.778 | 430659.0735
DARBY | DARBY 1 | 6250 | 8000000 | 0 | 0 | 0 |  | 22 | 1 | 0 | 0 | 0 | 0 | 1298918.592 | 1324896.9638 | 1351394.9031 | 1378422.8012 | 1405991.2572 | 1434111.0823 | 1462793.304 | 1492049.1701 | 1521890.1535 | 1552327.9565 | 1583374.5157 | 1615042.006 | 1647342.8461 | 1680289.703 | 1713895.4971 | 1748173.407 | 1783136.8752 | 1818799.6127 | 1855175.6049 | 1892279.117 | 1930124.6994 | 1968727.1934
DARBY | DARBY 2 | 6250 | 8000000 | 0 | 0 | 0 |  | 22 | 1 | 0 | 0 | 0 | 0 | 1298918.592 | 1324896.9638 | 1351394.9031 | 1378422.8012 | 1405991.2572 | 1434111.0823 | 1462793.304 | 1492049.1701 | 1521890.1535 | 1552327.9565 | 1583374.5157 | 1615042.006 | 1647342.8461 | 1680289.703 | 1713895.4971 | 1748173.407 | 1783136.8752 | 1818799.6127 | 1855175.6049 | 1892279.117 | 1930124.6994 | 1968727.1934
DEER LODGE CITY | DEER LODGE CITY | 6000 | 8000000 | 0 | 0 | 0 |  | 22 | 1 | 0 | 0 | 0 | 0 | 1298918.592 | 1324896.9638 | 1351394.9031 | 1378422.8012 | 1405991.2572 | 1434111.0823 | 1462793.304 | 1492049.1701 | 1521890.1535 | 1552327.9565 | 1583374.5157 | 1615042.006 | 1647342.8461 | 1680289.703 | 1713895.4971 | 1748173.407 | 1783136.8752 | 1818799.6127 | 1855175.6049 | 1892279.117 | 1930124.6994 | 1968727.1934
DEER LODGE CITY | DEER LODGE CITY 25KV | 20000 | 8000000 | 0 | 0 | 0 |  | 22 | 1 | 0 | 0 | 0 | 0 | 1298918.592 | 1324896.9638 | 1351394.9031 | 1378422.8012 | 1405991.2572 | 1434111.0823 | 1462793.304 | 1492049.1701 | 1521890.1535 | 1552327.9565 | 1583374.5157 | 1615042.006 | 1647342.8461 | 1680289.703 | 1713895.4971 | 1748173.407 | 1783136.8752 | 1818799.6127 | 1855175.6049 | 1892279.117 | 1930124.6994 | 1968727.1934
DENTON | DENTON | 2500 | 1750000 | 0 | 0 | 0 |  | 22 | 1 | 0 | 0 | 0 | 0 | 284138.442 | 289821.2108 | 295617.6351 | 301529.9878 | 307560.5875 | 313711.7993 | 319986.0352 | 326385.756 | 332913.4711 | 339571.7405 | 346363.1753 | 353290.4388 | 360356.2476 | 367563.3725 | 374914.64 | 382412.9328 | 390061.1914 | 397862.4153 | 405819.6636 | 413936.0569 | 422214.778 | 430659.0735
DIAMOND | DIAMOND MATCH | 2500 | 1750000 | 0 | 0 | 0 |  | 22 | 1 | 0 | 0 | 0 | 0 | 284138.442 | 289821.2108 | 295617.6351 | 301529.9878 | 307560.5875 | 313711.7993 | 319986.0352 | 326385.756 | 332913.4711 | 339571.7405 | 346363.1753 | 353290.4388 | 360356.2476 | 367563.3725 | 374914.64 | 382412.9328 | 390061.1914 | 397862.4153 | 405819.6636 | 413936.0569 | 422214.778 | 430659.0735
DILLON | DILLON AIRPORT | 2500 | 1750000 | 0 | 0 | 0 |  | 22 | 1 | 0 | 0 | 0 | 0 | 284138.442 | 289821.2108 | 295617.6351 | 301529.9878 | 307560.5875 | 313711.7993 | 319986.0352 | 326385.756 | 332913.4711 | 339571.7405 | 346363.1753 | 353290.4388 | 360356.2476 | 367563.3725 | 374914.64 | 382412.9328 | 390061.1914 | 397862.4153 | 405819.6636 | 413936.0569 | 422214.778 | 430659.0735
DIVIDE | DIVIDE | 4992 | 1750000 | 0 | 0 | 0 |  | 22 | 1 | 0 | 0 | 0 | 0 | 284138.442 | 289821.2108 | 295617.6351 | 301529.9878 | 307560.5875 | 313711.7993 | 319986.0352 | 326385.756 | 332913.4711 | 339571.7405 | 346363.1753 | 353290.4388 | 360356.2476 | 367563.3725 | 374914.64 | 382412.9328 | 390061.1914 | 397862.4153 | 405819.6636 | 413936.0569 | 422214.778 | 430659.0735
DODSON | DODSON | 1002 | 1750000 | 0 | 0 | 0 |  | 22 | 1 | 0 | 0 | 0 | 0 | 284138.442 | 289821.2108 | 295617.6351 | 301529.9878 | 307560.5875 | 313711.7993 | 319986.0352 | 326385.756 | 332913.4711 | 339571.7405 | 346363.1753 | 353290.4388 | 360356.2476 | 367563.3725 | 374914.64 | 382412.9328 | 390061.1914 | 397862.4153 | 405819.6636 | 413936.0569 | 422214.778 | 430659.0735
DOWNER | DOWNER | 2500 | 1750000 | 0 | 0 | 0 |  | 22 | 1 | 0 | 0 | 0 | 0 | 284138.442 | 289821.2108 | 295617.6351 | 301529.9878 | 307560.5875 | 313711.7993 | 319986.0352 | 326385.756 | 332913.4711 | 339571.7405 | 346363.1753 | 353290.4388 | 360356.2476 | 367563.3725 | 374914.64 | 382412.9328 | 390061.1914 | 397862.4153 | 405819.6636 | 413936.0569 | 422214.778 | 430659.0735
DRUMMOND | DRUMMOND CITY | 6250 | 8000000 | 0 | 0 | 0 |  | 22 | 1 | 0 | 0 | 0 | 0 | 1298918.592 | 1324896.9638 | 1351394.9031 | 1378422.8012 | 1405991.2572 | 1434111.0823 | 1462793.304 | 1492049.1701 | 1521890.1535 | 1552327.9565 | 1583374.5157 | 1615042.006 | 1647342.8461 | 1680289.703 | 1713895.4971 | 1748173.407 | 1783136.8752 | 1818799.6127 | 1855175.6049 | 1892279.117 | 1930124.6994 | 1968727.1934
EAST BENCH | EAST BENCH | 2500 | 1750000 | 0 | 0 | 0 |  | 22 | 1 | 0 | 0 | 0 | 0 | 284138.442 | 289821.2108 | 295617.6351 | 301529.9878 | 307560.5875 | 313711.7993 | 319986.0352 | 326385.756 | 332913.4711 | 339571.7405 | 346363.1753 | 353290.4388 | 360356.2476 | 367563.3725 | 374914.64 | 382412.9328 | 390061.1914 | 397862.4153 | 405819.6636 | 413936.0569 | 422214.778 | 430659.0735
EAST HELENA SWYD | EAST HELENA SWYD 1 | 25000 | 20000000 | 0 | 0 | 0 |  | 22 | 1 | 0 | 0 | 0 | 0 | 3247296.48 | 3312242.4096 | 3378487.2578 | 3446057.0029 | 3514978.143 | 3585277.7059 | 3656983.26 | 3730122.9252 | 3804725.3837 | 3880819.8914 | 3958436.2892 | 4037605.015 | 4118357.1153 | 4200724.2576 | 4284738.7427 | 4370433.5176 | 4457842.1879 | 4546999.0317 | 4637939.0123 | 4730697.7926 | 4825311.7484 | 4921817.9834
EAST HELENA SWYD | EAST HELENA SWYD 4 | 40000 | 20000000 | 0 | 0 | 0 |  | 22 | 1 | 0 | 0 | 0 | 0 | 3247296.48 | 3312242.4096 | 3378487.2578 | 3446057.0029 | 3514978.143 | 3585277.7059 | 3656983.26 | 3730122.9252 | 3804725.3837 | 3880819.8914 | 3958436.2892 | 4037605.015 | 4118357.1153 | 4200724.2576 | 4284738.7427 | 4370433.5176 | 4457842.1879 | 4546999.0317 | 4637939.0123 | 4730697.7926 | 4825311.7484 | 4921817.9834
ENNIS | ENNIS | 10000 | 8000000 | 0 | 0 | 0 |  | 22 | 1 | 0 | 0 | 0 | 0 | 1298918.592 | 1324896.9638 | 1351394.9031 | 1378422.8012 | 1405991.2572 | 1434111.0823 | 1462793.304 | 1492049.1701 | 1521890.1535 | 1552327.9565 | 1583374.5157 | 1615042.006 | 1647342.8461 | 1680289.703 | 1713895.4971 | 1748173.407 | 1783136.8752 | 1818799.6127 | 1855175.6049 | 1892279.117 | 1930124.6994 | 1968727.1934
EUSTIS | EUSTIS | 3000 | 1750000 | 0 | 0 | 0 |  | 22 | 1 | 0 | 0 | 0 | 0 | 284138.442 | 289821.2108 | 295617.6351 | 301529.9878 | 307560.5875 | 313711.7993 | 319986.0352 | 326385.756 | 332913.4711 | 339571.7405 | 346363.1753 | 353290.4388 | 360356.2476 | 367563.3725 | 374914.64 | 382412.9328 | 390061.1914 | 397862.4153 | 405819.6636 | 413936.0569 | 422214.778 | 430659.0735
FAIRFIELD | FAIRFIELD | 3000 | 1750000 | 0 | 0 | 0 |  | 22 | 1 | 0 | 0 | 0 | 0 | 284138.442 | 289821.2108 | 295617.6351 | 301529.9878 | 307560.5875 | 313711.7993 | 319986.0352 | 326385.756 | 332913.4711 | 339571.7405 | 346363.1753 | 353290.4388 | 360356.2476 | 367563.3725 | 374914.64 | 382412.9328 | 390061.1914 | 397862.4153 | 405819.6636 | 413936.0569 | 422214.778 | 430659.0735
FAIRMONT | FAIRMONT | 5000 | 1750000 | 0 | 0 | 0 |  | 22 | 1 | 0 | 0 | 0 | 0 | 284138.442 | 289821.2108 | 295617.6351 | 301529.9878 | 307560.5875 | 313711.7993 | 319986.0352 | 326385.756 | 332913.4711 | 339571.7405 | 346363.1753 | 353290.4388 | 360356.2476 | 367563.3725 | 374914.64 | 382412.9328 | 390061.1914 | 397862.4153 | 405819.6636 | 413936.0569 | 422214.778 | 430659.0735
FLORENCE | FLORENCE | 2500 | 1750000 | 0 | 0 | 0 |  | 22 | 1 | 0 | 0 | 0 | 0 | 284138.442 | 289821.2108 | 295617.6351 | 301529.9878 | 307560.5875 | 313711.7993 | 319986.0352 | 326385.756 | 332913.4711 | 339571.7405 | 346363.1753 | 353290.4388 | 360356.2476 | 367563.3725 | 374914.64 | 382412.9328 | 390061.1914 | 397862.4153 | 405819.6636 | 413936.0569 | 422214.778 | 430659.0735
FORT BELKNAP | FORT BELKNAP | 2496 | 1750000 | 0 | 0 | 0 |  | 22 | 1 | 0 | 0 | 0 | 0 | 284138.442 | 289821.2108 | 295617.6351 | 301529.9878 | 307560.5875 | 313711.7993 | 319986.0352 | 326385.756 | 332913.4711 | 339571.7405 | 346363.1753 | 353290.4388 | 360356.2476 | 367563.3725 | 374914.64 | 382412.9328 | 390061.1914 | 397862.4153 | 405819.6636 | 413936.0569 | 422214.778 | 430659.0735
FORT BENTON | FORT BENTON BNK 1 | 5000 | 1750000 | 0 | 0 | 0 |  | 22 | 1 | 0 | 0 | 0 | 0 | 284138.442 | 289821.2108 | 295617.6351 | 301529.9878 | 307560.5875 | 313711.7993 | 319986.0352 | 326385.756 | 332913.4711 | 339571.7405 | 346363.1753 | 353290.4388 | 360356.2476 | 367563.3725 | 374914.64 | 382412.9328 | 390061.1914 | 397862.4153 | 405819.6636 | 413936.0569 | 422214.778 | 430659.0735
FORT BENTON | FORT BENTON BNK 2 | 6250 | 8000000 | 0 | 0 | 0 |  | 22 | 1 | 0 | 0 | 0 | 0 | 1298918.592 | 1324896.9638 | 1351394.9031 | 1378422.8012 | 1405991.2572 | 1434111.0823 | 1462793.304 | 1492049.1701 | 1521890.1535 | 1552327.9565 | 1583374.5157 | 1615042.006 | 1647342.8461 | 1680289.703 | 1713895.4971 | 1748173.407 | 1783136.8752 | 1818799.6127 | 1855175.6049 | 1892279.117 | 1930124.6994 | 1968727.1934
FROMBERG | FROMBERG | 2500 | 1750000 | 0 | 0 | 0 |  | 22 | 1 | 0 | 0 | 0 | 0 | 284138.442 | 289821.2108 | 295617.6351 | 301529.9878 | 307560.5875 | 313711.7993 | 319986.0352 | 326385.756 | 332913.4711 | 339571.7405 | 346363.1753 | 353290.4388 | 360356.2476 | 367563.3725 | 374914.64 | 382412.9328 | 390061.1914 | 397862.4153 | 405819.6636 | 413936.0569 | 422214.778 | 430659.0735
GAGE | GAGE | 2333 | 1750000 | 0 | 0 | 0 |  | 22 | 1 | 0 | 0 | 0 | 0 | 284138.442 | 289821.2108 | 295617.6351 | 301529.9878 | 307560.5875 | 313711.7993 | 319986.0352 | 326385.756 | 332913.4711 | 339571.7405 | 346363.1753 | 353290.4388 | 360356.2476 | 367563.3725 | 374914.64 | 382412.9328 | 390061.1914 | 397862.4153 | 405819.6636 | 413936.0569 | 422214.778 | 430659.0735
GARDINER | GARDINER | 5000 | 1750000 | 0 | 0 | 0 |  | 22 | 1 | 0 | 0 | 0 | 0 | 284138.442 | 289821.2108 | 295617.6351 | 301529.9878 | 307560.5875 | 313711.7993 | 319986.0352 | 326385.756 | 332913.4711 | 339571.7405 | 346363.1753 | 353290.4388 | 360356.2476 | 367563.3725 | 374914.64 | 382412.9328 | 390061.1914 | 397862.4153 | 405819.6636 | 413936.0569 | 422214.778 | 430659.0735
GERALDINE | GERALDINE | 1998 | 1750000 | 0 | 0 | 0 |  | 22 | 1 | 0 | 0 | 0 | 0 | 284138.442 | 289821.2108 | 295617.6351 | 301529.9878 | 307560.5875 | 313711.7993 | 319986.0352 | 326385.756 | 332913.4711 | 339571.7405 | 346363.1753 | 353290.4388 | 360356.2476 | 367563.3725 | 374914.64 | 382412.9328 | 390061.1914 | 397862.4153 | 405819.6636 | 413936.0569 | 422214.778 | 430659.0735
GILDFORD | GILDFORD | 500 | 500000 | 0 | 0 | 0 |  | 22 | 1 | 0 | 0 | 0 | 0 | 81182.412 | 82806.0602 | 84462.1814 | 86151.4251 | 87874.4536 | 89631.9426 | 91424.5815 | 93253.0731 | 95118.1346 | 97020.4973 | 98960.9072 | 100940.1254 | 102958.9279 | 105018.1064 | 107118.4686 | 109260.8379 | 111446.0547 | 113674.9758 | 115948.4753 | 118267.4448 | 120632.7937 | 123045.4496
GLASGOW | GLASGOW EASTSIDE | 6250 | 8000000 | 0 | 0 | 0 |  | 22 | 1 | 0 | 0 | 0 | 0 | 1298918.592 | 1324896.9638 | 1351394.9031 | 1378422.8012 | 1405991.2572 | 1434111.0823 | 1462793.304 | 1492049.1701 | 1521890.1535 | 1552327.9565 | 1583374.5157 | 1615042.006 | 1647342.8461 | 1680289.703 | 1713895.4971 | 1748173.407 | 1783136.8752 | 1818799.6127 | 1855175.6049 | 1892279.117 | 1930124.6994 | 1968727.1934
GLASGOW WESTSIDE | GLASGOW WESTSIDE #1 | 6250 | 8000000 | 0 | 0 | 0 |  | 22 | 1 | 0 | 0 | 0 | 0 | 1298918.592 | 1324896.9638 | 1351394.9031 | 1378422.8012 | 1405991.2572 | 1434111.0823 | 1462793.304 | 1492049.1701 | 1521890.1535 | 1552327.9565 | 1583374.5157 | 1615042.006 | 1647342.8461 | 1680289.703 | 1713895.4971 | 1748173.407 | 1783136.8752 | 1818799.6127 | 1855175.6049 | 1892279.117 | 1930124.6994 | 1968727.1934
GLASGOW WESTSIDE | GLASGOW WESTSIDE #2 | 6250 | 8000000 | 0 | 0 | 0 |  | 22 | 1 | 0 | 0 | 0 | 0 | 1298918.592 | 1324896.9638 | 1351394.9031 | 1378422.8012 | 1405991.2572 | 1434111.0823 | 1462793.304 | 1492049.1701 | 1521890.1535 | 1552327.9565 | 1583374.5157 | 1615042.006 | 1647342.8461 | 1680289.703 | 1713895.4971 | 1748173.407 | 1783136.8752 | 1818799.6127 | 1855175.6049 | 1892279.117 | 1930124.6994 | 1968727.1934
GREAT FALLS CITY | GREAT FALLS CITY (NORTH BANK) | 20000 | 8000000 | 0 | 0 | 0 |  | 22 | 1 | 0 | 0 | 0 | 0 | 1298918.592 | 1324896.9638 | 1351394.9031 | 1378422.8012 | 1405991.2572 | 1434111.0823 | 1462793.304 | 1492049.1701 | 1521890.1535 | 1552327.9565 | 1583374.5157 | 1615042.006 | 1647342.8461 | 1680289.703 | 1713895.4971 | 1748173.407 | 1783136.8752 | 1818799.6127 | 1855175.6049 | 1892279.117 | 1930124.6994 | 1968727.1934
GREAT FALLS CITY | GREAT FALLS CITY (SOUTH BANK) | 40000 | 20000000 | 0 | 0 | 0 |  | 22 | 1 | 0 | 0 | 0 | 0 | 3247296.48 | 3312242.4096 | 3378487.2578 | 3446057.0029 | 3514978.143 | 3585277.7059 | 3656983.26 | 3730122.9252 | 3804725.3837 | 3880819.8914 | 3958436.2892 | 4037605.015 | 4118357.1153 | 4200724.2576 | 4284738.7427 | 4370433.5176 | 4457842.1879 | 4546999.0317 | 4637939.0123 | 4730697.7926 | 4825311.7484 | 4921817.9834
GREAT FALLS EASTSIDE | GREAT FALLS EASTSIDE 1 | 25000 | 20000000 | 0 | 0 | 0 |  | 22 | 1 | 0 | 0 | 0 | 0 | 3247296.48 | 3312242.4096 | 3378487.2578 | 3446057.0029 | 3514978.143 | 3585277.7059 | 3656983.26 | 3730122.9252 | 3804725.3837 | 3880819.8914 | 3958436.2892 | 4037605.015 | 4118357.1153 | 4200724.2576 | 4284738.7427 | 4370433.5176 | 4457842.1879 | 4546999.0317 | 4637939.0123 | 4730697.7926 | 4825311.7484 | 4921817.9834
GREAT FALLS EASTSIDE | GREAT FALLS EASTSIDE 2 | 12500 | 8000000 | 0 | 0 | 0 |  | 22 | 1 | 0 | 0 | 0 | 0 | 1298918.592 | 1324896.9638 | 1351394.9031 | 1378422.8012 | 1405991.2572 | 1434111.0823 | 1462793.304 | 1492049.1701 | 1521890.1535 | 1552327.9565 | 1583374.5157 | 1615042.006 | 1647342.8461 | 1680289.703 | 1713895.4971 | 1748173.407 | 1783136.8752 | 1818799.6127 | 1855175.6049 | 1892279.117 | 1930124.6994 | 1968727.1934
GREAT FALLS NORTHEAST | GREAT FALLS NORTHEAST | 20000 | 8000000 | 0 | 0 | 0 |  | 22 | 1 | 0 | 0 | 0 | 0 | 1298918.592 | 1324896.9638 | 1351394.9031 | 1378422.8012 | 1405991.2572 | 1434111.0823 | 1462793.304 | 1492049.1701 | 1521890.1535 | 1552327.9565 | 1583374.5157 | 1615042.006 | 1647342.8461 | 1680289.703 | 1713895.4971 | 1748173.407 | 1783136.8752 | 1818799.6127 | 1855175.6049 | 1892279.117 | 1930124.6994 | 1968727.1934
GREAT FALLS NORTHWEST | GREAT FALLS NORTHWEST (EAST BANK) | 20000 | 8000000 | 0 | 0 | 0 |  | 22 | 1 | 0 | 0 | 0 | 0 | 1298918.592 | 1324896.9638 | 1351394.9031 | 1378422.8012 | 1405991.2572 | 1434111.0823 | 1462793.304 | 1492049.1701 | 1521890.1535 | 1552327.9565 | 1583374.5157 | 1615042.006 | 1647342.8461 | 1680289.703 | 1713895.4971 | 1748173.407 | 1783136.8752 | 1818799.6127 | 1855175.6049 | 1892279.117 | 1930124.6994 | 1968727.1934
GREAT FALLS NORTHWEST | GREAT FALLS NORTHWEST (WEST BANK) | 20000 | 8000000 | 0 | 0 | 0 |  | 22 | 1 | 0 | 0 | 0 | 0 | 1298918.592 | 1324896.9638 | 1351394.9031 | 1378422.8012 | 1405991.2572 | 1434111.0823 | 1462793.304 | 1492049.1701 | 1521890.1535 | 1552327.9565 | 1583374.5157 | 1615042.006 | 1647342.8461 | 1680289.703 | 1713895.4971 | 1748173.407 | 1783136.8752 | 1818799.6127 | 1855175.6049 | 1892279.117 | 1930124.6994 | 1968727.1934
GREAT FALLS RIVERVIEW | GREAT FALLS RIVERVIEW #1 | 20000 | 8000000 | 0 | 0 | 0 |  | 22 | 1 | 0 | 0 | 0 | 0 | 1298918.592 | 1324896.9638 | 1351394.9031 | 1378422.8012 | 1405991.2572 | 1434111.0823 | 1462793.304 | 1492049.1701 | 1521890.1535 | 1552327.9565 | 1583374.5157 | 1615042.006 | 1647342.8461 | 1680289.703 | 1713895.4971 | 1748173.407 | 1783136.8752 | 1818799.6127 | 1855175.6049 | 1892279.117 | 1930124.6994 | 1968727.1934
GREAT FALLS RIVERVIEW | GREAT FALLS RIVERVIEW #2 | 25000 | 20000000 | 0 | 0 | 0 |  | 22 | 1 | 0 | 0 | 0 | 0 | 3247296.48 | 3312242.4096 | 3378487.2578 | 3446057.0029 | 3514978.143 | 3585277.7059 | 3656983.26 | 3730122.9252 | 3804725.3837 | 3880819.8914 | 3958436.2892 | 4037605.015 | 4118357.1153 | 4200724.2576 | 4284738.7427 | 4370433.5176 | 4457842.1879 | 4546999.0317 | 4637939.0123 | 4730697.7926 | 4825311.7484 | 4921817.9834
GREAT FALLS SOUTHEAST | GREAT FALLS SOUTHEAST | 42000 | 20000000 | 0 | 0 | 0 |  | 22 | 1 | 0 | 0 | 0 | 0 | 3247296.48 | 3312242.4096 | 3378487.2578 | 3446057.0029 | 3514978.143 | 3585277.7059 | 3656983.26 | 3730122.9252 | 3804725.3837 | 3880819.8914 | 3958436.2892 | 4037605.015 | 4118357.1153 | 4200724.2576 | 4284738.7427 | 4370433.5176 | 4457842.1879 | 4546999.0317 | 4637939.0123 | 4730697.7926 | 4825311.7484 | 4921817.9834
GREAT FALLS SOUTHWEST | GREAT FALLS SOUTHWEST | 20000 | 8000000 | 0 | 0 | 0 |  | 22 | 1 | 0 | 0 | 0 | 0 | 1298918.592 | 1324896.9638 | 1351394.9031 | 1378422.8012 | 1405991.2572 | 1434111.0823 | 1462793.304 | 1492049.1701 | 1521890.1535 | 1552327.9565 | 1583374.5157 | 1615042.006 | 1647342.8461 | 1680289.703 | 1713895.4971 | 1748173.407 | 1783136.8752 | 1818799.6127 | 1855175.6049 | 1892279.117 | 1930124.6994 | 1968727.1934
GREY | GREY CLIFF | 1800 | 1750000 | 0 | 0 | 0 |  | 22 | 1 | 0 | 0 | 0 | 0 | 284138.442 | 289821.2108 | 295617.6351 | 301529.9878 | 307560.5875 | 313711.7993 | 319986.0352 | 326385.756 | 332913.4711 | 339571.7405 | 346363.1753 | 353290.4388 | 360356.2476 | 367563.3725 | 374914.64 | 382412.9328 | 390061.1914 | 397862.4153 | 405819.6636 | 413936.0569 | 422214.778 | 430659.0735
GRIZZLY | GRIZZLY PEAK | 5000 | 1750000 | 0 | 0 | 0 |  | 22 | 1 | 0 | 0 | 0 | 0 | 284138.442 | 289821.2108 | 295617.6351 | 301529.9878 | 307560.5875 | 313711.7993 | 319986.0352 | 326385.756 | 332913.4711 | 339571.7405 | 346363.1753 | 353290.4388 | 360356.2476 | 367563.3725 | 374914.64 | 382412.9328 | 390061.1914 | 397862.4153 | 405819.6636 | 413936.0569 | 422214.778 | 430659.0735
HAMILTON SOUTHSIDE | HAMILTON SOUTHSIDE 1 | 20000 | 8000000 | 0 | 0 | 0 |  | 22 | 1 | 0 | 0 | 0 | 0 | 1298918.592 | 1324896.9638 | 1351394.9031 | 1378422.8012 | 1405991.2572 | 1434111.0823 | 1462793.304 | 1492049.1701 | 1521890.1535 | 1552327.9565 | 1583374.5157 | 1615042.006 | 1647342.8461 | 1680289.703 | 1713895.4971 | 1748173.407 | 1783136.8752 | 1818799.6127 | 1855175.6049 | 1892279.117 | 1930124.6994 | 1968727.1934
HAMILTON SOUTHSIDE | HAMILTON SOUTHSIDE 2 | 20000 | 8000000 | 0 | 0 | 0 |  | 22 | 1 | 0 | 0 | 0 | 0 | 1298918.592 | 1324896.9638 | 1351394.9031 | 1378422.8012 | 1405991.2572 | 1434111.0823 | 1462793.304 | 1492049.1701 | 1521890.1535 | 1552327.9565 | 1583374.5157 | 1615042.006 | 1647342.8461 | 1680289.703 | 1713895.4971 | 1748173.407 | 1783136.8752 | 1818799.6127 | 1855175.6049 | 1892279.117 | 1930124.6994 | 1968727.1934
HARDIN | HARDIN CITY | 20000 | 8000000 | 0 | 0 | 0 |  | 22 | 1 | 0 | 0 | 0 | 0 | 1298918.592 | 1324896.9638 | 1351394.9031 | 1378422.8012 | 1405991.2572 | 1434111.0823 | 1462793.304 | 1492049.1701 | 1521890.1535 | 1552327.9565 | 1583374.5157 | 1615042.006 | 1647342.8461 | 1680289.703 | 1713895.4971 | 1748173.407 | 1783136.8752 | 1818799.6127 | 1855175.6049 | 1892279.117 | 1930124.6994 | 1968727.1934
HARLEM | HARLEM | 5600 | 8000000 | 0 | 0 | 0 |  | 22 | 1 | 0 | 0 | 0 | 0 | 1298918.592 | 1324896.9638 | 1351394.9031 | 1378422.8012 | 1405991.2572 | 1434111.0823 | 1462793.304 | 1492049.1701 | 1521890.1535 | 1552327.9565 | 1583374.5157 | 1615042.006 | 1647342.8461 | 1680289.703 | 1713895.4971 | 1748173.407 | 1783136.8752 | 1818799.6127 | 1855175.6049 | 1892279.117 | 1930124.6994 | 1968727.1934
HARLOWTON | HARLOWTON | 2500 | 1750000 | 0 | 0 | 0 |  | 22 | 1 | 0 | 0 | 0 | 0 | 284138.442 | 289821.2108 | 295617.6351 | 301529.9878 | 307560.5875 | 313711.7993 | 319986.0352 | 326385.756 | 332913.4711 | 339571.7405 | 346363.1753 | 353290.4388 | 360356.2476 | 367563.3725 | 374914.64 | 382412.9328 | 390061.1914 | 397862.4153 | 405819.6636 | 413936.0569 | 422214.778 | 430659.0735
HARRISON | HARRISON - PONY | 2496 | 1750000 | 0 | 0 | 0 |  | 22 | 1 | 0 | 0 | 0 | 0 | 284138.442 | 289821.2108 | 295617.6351 | 301529.9878 | 307560.5875 | 313711.7993 | 319986.0352 | 326385.756 | 332913.4711 | 339571.7405 | 346363.1753 | 353290.4388 | 360356.2476 | 367563.3725 | 374914.64 | 382412.9328 | 390061.1914 | 397862.4153 | 405819.6636 | 413936.0569 | 422214.778 | 430659.0735
HAUGAN | HAUGAN | 1500 | 1750000 | 0 | 0 | 0 |  | 22 | 1 | 0 | 0 | 0 | 0 | 284138.442 | 289821.2108 | 295617.6351 | 301529.9878 | 307560.5875 | 313711.7993 | 319986.0352 | 326385.756 | 332913.4711 | 339571.7405 | 346363.1753 | 353290.4388 | 360356.2476 | 367563.3725 | 374914.64 | 382412.9328 | 390061.1914 | 397862.4153 | 405819.6636 | 413936.0569 | 422214.778 | 430659.0735
HAUSER | HAUSER DIST | 4998 | 1750000 | 0 | 0 | 0 |  | 22 | 1 | 0 | 0 | 0 | 0 | 284138.442 | 289821.2108 | 295617.6351 | 301529.9878 | 307560.5875 | 313711.7993 | 319986.0352 | 326385.756 | 332913.4711 | 339571.7405 | 346363.1753 | 353290.4388 | 360356.2476 | 367563.3725 | 374914.64 | 382412.9328 | 390061.1914 | 397862.4153 | 405819.6636 | 413936.0569 | 422214.778 | 430659.0735
HAVRE CITY | HAVRE CITY | 9375 | 8000000 | 0 | 0 | 0 |  | 22 | 1 | 0 | 0 | 0 | 0 | 1298918.592 | 1324896.9638 | 1351394.9031 | 1378422.8012 | 1405991.2572 | 1434111.0823 | 1462793.304 | 1492049.1701 | 1521890.1535 | 1552327.9565 | 1583374.5157 | 1615042.006 | 1647342.8461 | 1680289.703 | 1713895.4971 | 1748173.407 | 1783136.8752 | 1818799.6127 | 1855175.6049 | 1892279.117 | 1930124.6994 | 1968727.1934
HAVRE CITY | HAVRE CITY EAST BANK 1 | 6250 | 8000000 | 0 | 0 | 0 |  | 22 | 1 | 0 | 0 | 0 | 0 | 1298918.592 | 1324896.9638 | 1351394.9031 | 1378422.8012 | 1405991.2572 | 1434111.0823 | 1462793.304 | 1492049.1701 | 1521890.1535 | 1552327.9565 | 1583374.5157 | 1615042.006 | 1647342.8461 | 1680289.703 | 1713895.4971 | 1748173.407 | 1783136.8752 | 1818799.6127 | 1855175.6049 | 1892279.117 | 1930124.6994 | 1968727.1934
HAVRE CITY | HAVRE CITY WEST BANK 3 | 6250 | 8000000 | 0 | 0 | 0 |  | 22 | 1 | 0 | 0 | 0 | 0 | 1298918.592 | 1324896.9638 | 1351394.9031 | 1378422.8012 | 1405991.2572 | 1434111.0823 | 1462793.304 | 1492049.1701 | 1521890.1535 | 1552327.9565 | 1583374.5157 | 1615042.006 | 1647342.8461 | 1680289.703 | 1713895.4971 | 1748173.407 | 1783136.8752 | 1818799.6127 | 1855175.6049 | 1892279.117 | 1930124.6994 | 1968727.1934
HAVRE EASTSIDE | HAVRE EASTSIDE | 12500 | 8000000 | 0 | 0 | 0 |  | 22 | 1 | 0 | 0 | 0 | 0 | 1298918.592 | 1324896.9638 | 1351394.9031 | 1378422.8012 | 1405991.2572 | 1434111.0823 | 1462793.304 | 1492049.1701 | 1521890.1535 | 1552327.9565 | 1583374.5157 | 1615042.006 | 1647342.8461 | 1680289.703 | 1713895.4971 | 1748173.407 | 1783136.8752 | 1818799.6127 | 1855175.6049 | 1892279.117 | 1930124.6994 | 1968727.1934
HAVRE HIGHLAND | HAVRE HIGHLAND PARK | 10500 | 8000000 | 0 | 0 | 0 |  | 22 | 1 | 0 | 0 | 0 | 0 | 1298918.592 | 1324896.9638 | 1351394.9031 | 1378422.8012 | 1405991.2572 | 1434111.0823 | 1462793.304 | 1492049.1701 | 1521890.1535 | 1552327.9565 | 1583374.5157 | 1615042.006 | 1647342.8461 | 1680289.703 | 1713895.4971 | 1748173.407 | 1783136.8752 | 1818799.6127 | 1855175.6049 | 1892279.117 | 1930124.6994 | 1968727.1934
HELENA EASTSIDE | HELENA EASTSIDE 1 | 20000 | 8000000 | 0 | 0 | 0 |  | 22 | 1 | 0 | 0 | 0 | 0 | 1298918.592 | 1324896.9638 | 1351394.9031 | 1378422.8012 | 1405991.2572 | 1434111.0823 | 1462793.304 | 1492049.1701 | 1521890.1535 | 1552327.9565 | 1583374.5157 | 1615042.006 | 1647342.8461 | 1680289.703 | 1713895.4971 | 1748173.407 | 1783136.8752 | 1818799.6127 | 1855175.6049 | 1892279.117 | 1930124.6994 | 1968727.1934
HELENA GOLF COURSE | HELENA GOLF COURSE 1 | 20000 | 8000000 | 0 | 0 | 0 |  | 22 | 1 | 0 | 0 | 0 | 0 | 1298918.592 | 1324896.9638 | 1351394.9031 | 1378422.8012 | 1405991.2572 | 1434111.0823 | 1462793.304 | 1492049.1701 | 1521890.1535 | 1552327.9565 | 1583374.5157 | 1615042.006 | 1647342.8461 | 1680289.703 | 1713895.4971 | 1748173.407 | 1783136.8752 | 1818799.6127 | 1855175.6049 | 1892279.117 | 1930124.6994 | 1968727.1934
HELENA GOLF COURSE | HELENA GOLF COURSE 2 | 42000 | 20000000 | 0 | 0 | 0 |  | 22 | 1 | 0 | 0 | 0 | 0 | 3247296.48 | 3312242.4096 | 3378487.2578 | 3446057.0029 | 3514978.143 | 3585277.7059 | 3656983.26 | 3730122.9252 | 3804725.3837 | 3880819.8914 | 3958436.2892 | 4037605.015 | 4118357.1153 | 4200724.2576 | 4284738.7427 | 4370433.5176 | 4457842.1879 | 4546999.0317 | 4637939.0123 | 4730697.7926 | 4825311.7484 | 4921817.9834
HELENA SOUTHSIDE | HELENA SOUTHSIDE 1 | 20000 | 8000000 | 0 | 0 | 0 |  | 22 | 1 | 0 | 0 | 0 | 0 | 1298918.592 | 1324896.9638 | 1351394.9031 | 1378422.8012 | 1405991.2572 | 1434111.0823 | 1462793.304 | 1492049.1701 | 1521890.1535 | 1552327.9565 | 1583374.5157 | 1615042.006 | 1647342.8461 | 1680289.703 | 1713895.4971 | 1748173.407 | 1783136.8752 | 1818799.6127 | 1855175.6049 | 1892279.117 | 1930124.6994 | 1968727.1934
HELENA SOUTHSIDE | HELENA SOUTHSIDE 2 | 20000 | 8000000 | 0 | 0 | 0 |  | 22 | 1 | 0 | 0 | 0 | 0 | 1298918.592 | 1324896.9638 | 1351394.9031 | 1378422.8012 | 1405991.2572 | 1434111.0823 | 1462793.304 | 1492049.1701 | 1521890.1535 | 1552327.9565 | 1583374.5157 | 1615042.006 | 1647342.8461 | 1680289.703 | 1713895.4971 | 1748173.407 | 1783136.8752 | 1818799.6127 | 1855175.6049 | 1892279.117 | 1930124.6994 | 1968727.1934
HELENA VALLEY | HELENA VALLEY 1 | 25000 | 20000000 | 0 | 0 | 0 |  | 22 | 1 | 0 | 0 | 0 | 0 | 3247296.48 | 3312242.4096 | 3378487.2578 | 3446057.0029 | 3514978.143 | 3585277.7059 | 3656983.26 | 3730122.9252 | 3804725.3837 | 3880819.8914 | 3958436.2892 | 4037605.015 | 4118357.1153 | 4200724.2576 | 4284738.7427 | 4370433.5176 | 4457842.1879 | 4546999.0317 | 4637939.0123 | 4730697.7926 | 4825311.7484 | 4921817.9834
HELENA VALLEY | HELENA VALLEY 2 | 20000 | 8000000 | 0 | 0 | 0 |  | 22 | 1 | 0 | 0 | 0 | 0 | 1298918.592 | 1324896.9638 | 1351394.9031 | 1378422.8012 | 1405991.2572 | 1434111.0823 | 1462793.304 | 1492049.1701 | 1521890.1535 | 1552327.9565 | 1583374.5157 | 1615042.006 | 1647342.8461 | 1680289.703 | 1713895.4971 | 1748173.407 | 1783136.8752 | 1818799.6127 | 1855175.6049 | 1892279.117 | 1930124.6994 | 1968727.1934
HELENA WESTSIDE | HELENA WESTSIDE 1 | 6240 | 8000000 | 0 | 0 | 0 |  | 22 | 1 | 0 | 0 | 0 | 0 | 1298918.592 | 1324896.9638 | 1351394.9031 | 1378422.8012 | 1405991.2572 | 1434111.0823 | 1462793.304 | 1492049.1701 | 1521890.1535 | 1552327.9565 | 1583374.5157 | 1615042.006 | 1647342.8461 | 1680289.703 | 1713895.4971 | 1748173.407 | 1783136.8752 | 1818799.6127 | 1855175.6049 | 1892279.117 | 1930124.6994 | 1968727.1934
HELENA WESTSIDE | HELENA WESTSIDE 2 | 25000 | 20000000 | 0 | 0 | 0 |  | 22 | 1 | 0 | 0 | 0 | 0 | 3247296.48 | 3312242.4096 | 3378487.2578 | 3446057.0029 | 3514978.143 | 3585277.7059 | 3656983.26 | 3730122.9252 | 3804725.3837 | 3880819.8914 | 3958436.2892 | 4037605.015 | 4118357.1153 | 4200724.2576 | 4284738.7427 | 4370433.5176 | 4457842.1879 | 4546999.0317 | 4637939.0123 | 4730697.7926 | 4825311.7484 | 4921817.9834
HELENA WESTSIDE | HELENA WESTSIDE 3 | 12500 | 8000000 | 0 | 0 | 0 |  | 22 | 1 | 0 | 0 | 0 | 0 | 1298918.592 | 1324896.9638 | 1351394.9031 | 1378422.8012 | 1405991.2572 | 1434111.0823 | 1462793.304 | 1492049.1701 | 1521890.1535 | 1552327.9565 | 1583374.5157 | 1615042.006 | 1647342.8461 | 1680289.703 | 1713895.4971 | 1748173.407 | 1783136.8752 | 1818799.6127 | 1855175.6049 | 1892279.117 | 1930124.6994 | 1968727.1934
HILLVIEW | HILLVIEW HEIGHTS #5 | 20000 | 8000000 | 0 | 0 | 0 |  | 22 | 1 | 0 | 0 | 0 | 0 | 1298918.592 | 1324896.9638 | 1351394.9031 | 1378422.8012 | 1405991.2572 | 1434111.0823 | 1462793.304 | 1492049.1701 | 1521890.1535 | 1552327.9565 | 1583374.5157 | 1615042.006 | 1647342.8461 | 1680289.703 | 1713895.4971 | 1748173.407 | 1783136.8752 | 1818799.6127 | 1855175.6049 | 1892279.117 | 1930124.6994 | 1968727.1934
HINGHAM | HINGHAM | 1000 | 500000 | 0 | 0 | 0 |  | 22 | 1 | 0 | 0 | 0 | 0 | 81182.412 | 82806.0602 | 84462.1814 | 86151.4251 | 87874.4536 | 89631.9426 | 91424.5815 | 93253.0731 | 95118.1346 | 97020.4973 | 98960.9072 | 100940.1254 | 102958.9279 | 105018.1064 | 107118.4686 | 109260.8379 | 111446.0547 | 113674.9758 | 115948.4753 | 118267.4448 | 120632.7937 | 123045.4496
HINSDALE | HINSDALE | 600 | 500000 | 0 | 0 | 0 |  | 22 | 1 | 0 | 0 | 0 | 0 | 81182.412 | 82806.0602 | 84462.1814 | 86151.4251 | 87874.4536 | 89631.9426 | 91424.5815 | 93253.0731 | 95118.1346 | 97020.4973 | 98960.9072 | 100940.1254 | 102958.9279 | 105018.1064 | 107118.4686 | 109260.8379 | 111446.0547 | 113674.9758 | 115948.4753 | 118267.4448 | 120632.7937 | 123045.4496
INDUSTRIAL SUB #3 | INDUSTRIAL SUB #3 - BANK 1 | 20000 | 8000000 | 0 | 0 | 0 |  | 22 | 1 | 0 | 0 | 0 | 0 | 1298918.592 | 1324896.9638 | 1351394.9031 | 1378422.8012 | 1405991.2572 | 1434111.0823 | 1462793.304 | 1492049.1701 | 1521890.1535 | 1552327.9565 | 1583374.5157 | 1615042.006 | 1647342.8461 | 1680289.703 | 1713895.4971 | 1748173.407 | 1783136.8752 | 1818799.6127 | 1855175.6049 | 1892279.117 | 1930124.6994 | 1968727.1934
INDUSTRIAL SUB #3 | INDUSTRIAL SUB #3 - BANK 2 | 20000 | 8000000 | 0 | 0 | 0 |  | 22 | 1 | 0 | 0 | 0 | 0 | 1298918.592 | 1324896.9638 | 1351394.9031 | 1378422.8012 | 1405991.2572 | 1434111.0823 | 1462793.304 | 1492049.1701 | 1521890.1535 | 1552327.9565 | 1583374.5157 | 1615042.006 | 1647342.8461 | 1680289.703 | 1713895.4971 | 1748173.407 | 1783136.8752 | 1818799.6127 | 1855175.6049 | 1892279.117 | 1930124.6994 | 1968727.1934
INDUSTRIAL SUB #3 | INDUSTRIAL SUB #3 - BANK 3 | 20000 | 8000000 | 0 | 0 | 0 |  | 22 | 1 | 0 | 0 | 0 | 0 | 1298918.592 | 1324896.9638 | 1351394.9031 | 1378422.8012 | 1405991.2572 | 1434111.0823 | 1462793.304 | 1492049.1701 | 1521890.1535 | 1552327.9565 | 1583374.5157 | 1615042.006 | 1647342.8461 | 1680289.703 | 1713895.4971 | 1748173.407 | 1783136.8752 | 1818799.6127 | 1855175.6049 | 1892279.117 | 1930124.6994 | 1968727.1934
INVERNESS | INVERNESS | 1500 | 1750000 | 0 | 0 | 0 |  | 22 | 1 | 0 | 0 | 0 | 0 | 284138.442 | 289821.2108 | 295617.6351 | 301529.9878 | 307560.5875 | 313711.7993 | 319986.0352 | 326385.756 | 332913.4711 | 339571.7405 | 346363.1753 | 353290.4388 | 360356.2476 | 367563.3725 | 374914.64 | 382412.9328 | 390061.1914 | 397862.4153 | 405819.6636 | 413936.0569 | 422214.778 | 430659.0735
IVANHOE | IVANHOE | 1800 | 1750000 | 0 | 0 | 0 |  | 22 | 1 | 0 | 0 | 0 | 0 | 284138.442 | 289821.2108 | 295617.6351 | 301529.9878 | 307560.5875 | 313711.7993 | 319986.0352 | 326385.756 | 332913.4711 | 339571.7405 | 346363.1753 | 353290.4388 | 360356.2476 | 367563.3725 | 374914.64 | 382412.9328 | 390061.1914 | 397862.4153 | 405819.6636 | 413936.0569 | 422214.778 | 430659.0735
JACKRABBIT | JACK RABBIT 3 | 22400 | 20000000 | 0 | 0 | 0 |  | 22 | 1 | 0 | 0 | 0 | 0 | 3247296.48 | 3312242.4096 | 3378487.2578 | 3446057.0029 | 3514978.143 | 3585277.7059 | 3656983.26 | 3730122.9252 | 3804725.3837 | 3880819.8914 | 3958436.2892 | 4037605.015 | 4118357.1153 | 4200724.2576 | 4284738.7427 | 4370433.5176 | 4457842.1879 | 4546999.0317 | 4637939.0123 | 4730697.7926 | 4825311.7484 | 4921817.9834
JIM | JIM COULEE | 5000 | 1750000 | 0 | 0 | 0 |  | 22 | 1 | 0 | 0 | 0 | 0 | 284138.442 | 289821.2108 | 295617.6351 | 301529.9878 | 307560.5875 | 313711.7993 | 319986.0352 | 326385.756 | 332913.4711 | 339571.7405 | 346363.1753 | 353290.4388 | 360356.2476 | 367563.3725 | 374914.64 | 382412.9328 | 390061.1914 | 397862.4153 | 405819.6636 | 413936.0569 | 422214.778 | 430659.0735
JOPLIN | JOPLIN | 750 | 500000 | 0 | 0 | 0 |  | 22 | 1 | 0 | 0 | 0 | 0 | 81182.412 | 82806.0602 | 84462.1814 | 86151.4251 | 87874.4536 | 89631.9426 | 91424.5815 | 93253.0731 | 95118.1346 | 97020.4973 | 98960.9072 | 100940.1254 | 102958.9279 | 105018.1064 | 107118.4686 | 109260.8379 | 111446.0547 | 113674.9758 | 115948.4753 | 118267.4448 | 120632.7937 | 123045.4496
KINGSHILL | KINGSHILL | 600 | 500000 | 0 | 0 | 0 |  | 22 | 1 | 0 | 0 | 0 | 0 | 81182.412 | 82806.0602 | 84462.1814 | 86151.4251 | 87874.4536 | 89631.9426 | 91424.5815 | 93253.0731 | 95118.1346 | 97020.4973 | 98960.9072 | 100940.1254 | 102958.9279 | 105018.1064 | 107118.4686 | 109260.8379 | 111446.0547 | 113674.9758 | 115948.4753 | 118267.4448 | 120632.7937 | 123045.4496
KREMLIN | KREMLIN | 600 | 500000 | 0 | 0 | 0 |  | 22 | 1 | 0 | 0 | 0 | 0 | 81182.412 | 82806.0602 | 84462.1814 | 86151.4251 | 87874.4536 | 89631.9426 | 91424.5815 | 93253.0731 | 95118.1346 | 97020.4973 | 98960.9072 | 100940.1254 | 102958.9279 | 105018.1064 | 107118.4686 | 109260.8379 | 111446.0547 | 113674.9758 | 115948.4753 | 118267.4448 | 120632.7937 | 123045.4496
LADUKE | LADUKE | 2500 | 1750000 | 0 | 0 | 0 |  | 22 | 1 | 0 | 0 | 0 | 0 | 284138.442 | 289821.2108 | 295617.6351 | 301529.9878 | 307560.5875 | 313711.7993 | 319986.0352 | 326385.756 | 332913.4711 | 339571.7405 | 346363.1753 | 353290.4388 | 360356.2476 | 367563.3725 | 374914.64 | 382412.9328 | 390061.1914 | 397862.4153 | 405819.6636 | 413936.0569 | 422214.778 | 430659.0735
LANDERS | LANDERS FORK | 12504 | 8000000 | 0 | 0 | 0 |  | 22 | 1 | 0 | 0 | 0 | 0 | 1298918.592 | 1324896.9638 | 1351394.9031 | 1378422.8012 | 1405991.2572 | 1434111.0823 | 1462793.304 | 1492049.1701 | 1521890.1535 | 1552327.9565 | 1583374.5157 | 1615042.006 | 1647342.8461 | 1680289.703 | 1713895.4971 | 1748173.407 | 1783136.8752 | 1818799.6127 | 1855175.6049 | 1892279.117 | 1930124.6994 | 1968727.1934
LAURIN | LAURIN | 5000 | 1750000 | 0 | 0 | 0 |  | 22 | 1 | 0 | 0 | 0 | 0 | 284138.442 | 289821.2108 | 295617.6351 | 301529.9878 | 307560.5875 | 313711.7993 | 319986.0352 | 326385.756 | 332913.4711 | 339571.7405 | 346363.1753 | 353290.4388 | 360356.2476 | 367563.3725 | 374914.64 | 382412.9328 | 390061.1914 | 397862.4153 | 405819.6636 | 413936.0569 | 422214.778 | 430659.0735
LAVINA | LAVINA | 5000 | 1750000 | 0 | 0 | 0 |  | 22 | 1 | 0 | 0 | 0 | 0 | 284138.442 | 289821.2108 | 295617.6351 | 301529.9878 | 307560.5875 | 313711.7993 | 319986.0352 | 326385.756 | 332913.4711 | 339571.7405 | 346363.1753 | 353290.4388 | 360356.2476 | 367563.3725 | 374914.64 | 382412.9328 | 390061.1914 | 397862.4153 | 405819.6636 | 413936.0569 | 422214.778 | 430659.0735
LAVINA | LAVINA PUMP | 9375 | 8000000 | 0 | 0 | 0 |  | 22 | 1 | 0 | 0 | 0 | 0 | 1298918.592 | 1324896.9638 | 1351394.9031 | 1378422.8012 | 1405991.2572 | 1434111.0823 | 1462793.304 | 1492049.1701 | 1521890.1535 | 1552327.9565 | 1583374.5157 | 1615042.006 | 1647342.8461 | 1680289.703 | 1713895.4971 | 1748173.407 | 1783136.8752 | 1818799.6127 | 1855175.6049 | 1892279.117 | 1930124.6994 | 1968727.1934
LEWISTOWN #1 | LEWISTOWN #1 | 5000 | 1750000 | 0 | 0 | 0 |  | 22 | 1 | 0 | 0 | 0 | 0 | 284138.442 | 289821.2108 | 295617.6351 | 301529.9878 | 307560.5875 | 313711.7993 | 319986.0352 | 326385.756 | 332913.4711 | 339571.7405 | 346363.1753 | 353290.4388 | 360356.2476 | 367563.3725 | 374914.64 | 382412.9328 | 390061.1914 | 397862.4153 | 405819.6636 | 413936.0569 | 422214.778 | 430659.0735
LEWISTOWN BOULEVARD | LEWISTOWN BOULEVARD 1 | 7500 | 8000000 | 0 | 0 | 0 |  | 22 | 1 | 0 | 0 | 0 | 0 | 1298918.592 | 1324896.9638 | 1351394.9031 | 1378422.8012 | 1405991.2572 | 1434111.0823 | 1462793.304 | 1492049.1701 | 1521890.1535 | 1552327.9565 | 1583374.5157 | 1615042.006 | 1647342.8461 | 1680289.703 | 1713895.4971 | 1748173.407 | 1783136.8752 | 1818799.6127 | 1855175.6049 | 1892279.117 | 1930124.6994 | 1968727.1934
LEWISTOWN BOULEVARD | LEWISTOWN BOULEVARD 2 | 5000 | 1750000 | 0 | 0 | 0 |  | 22 | 1 | 0 | 0 | 0 | 0 | 284138.442 | 289821.2108 | 295617.6351 | 301529.9878 | 307560.5875 | 313711.7993 | 319986.0352 | 326385.756 | 332913.4711 | 339571.7405 | 346363.1753 | 353290.4388 | 360356.2476 | 367563.3725 | 374914.64 | 382412.9328 | 390061.1914 | 397862.4153 | 405819.6636 | 413936.0569 | 422214.778 | 430659.0735
LIVINGSTON NORTHSIDE | LIVINGSTON NORTHSIDE | 5000 | 1750000 | 0 | 0 | 0 |  | 22 | 1 | 0 | 0 | 0 | 0 | 284138.442 | 289821.2108 | 295617.6351 | 301529.9878 | 307560.5875 | 313711.7993 | 319986.0352 | 326385.756 | 332913.4711 | 339571.7405 | 346363.1753 | 353290.4388 | 360356.2476 | 367563.3725 | 374914.64 | 382412.9328 | 390061.1914 | 397862.4153 | 405819.6636 | 413936.0569 | 422214.778 | 430659.0735
LIVINGSTON WESTSIDE | LIVINGSTON WESTSIDE 1 | 12000 | 8000000 | 0 | 0 | 0 |  | 22 | 1 | 0 | 0 | 0 | 0 | 1298918.592 | 1324896.9638 | 1351394.9031 | 1378422.8012 | 1405991.2572 | 1434111.0823 | 1462793.304 | 1492049.1701 | 1521890.1535 | 1552327.9565 | 1583374.5157 | 1615042.006 | 1647342.8461 | 1680289.703 | 1713895.4971 | 1748173.407 | 1783136.8752 | 1818799.6127 | 1855175.6049 | 1892279.117 | 1930124.6994 | 1968727.1934
LIVINGSTON WESTSIDE | LIVINGSTON WESTSIDE BNK 2 | 12500 | 8000000 | 0 | 0 | 0 |  | 22 | 1 | 0 | 0 | 0 | 0 | 1298918.592 | 1324896.9638 | 1351394.9031 | 1378422.8012 | 1405991.2572 | 1434111.0823 | 1462793.304 | 1492049.1701 | 1521890.1535 | 1552327.9565 | 1583374.5157 | 1615042.006 | 1647342.8461 | 1680289.703 | 1713895.4971 | 1748173.407 | 1783136.8752 | 1818799.6127 | 1855175.6049 | 1892279.117 | 1930124.6994 | 1968727.1934
LOHMAN | LOHMAN | 2498.4 | 1750000 | 0 | 0 | 0 |  | 22 | 1 | 0 | 0 | 0 | 0 | 284138.442 | 289821.2108 | 295617.6351 | 301529.9878 | 307560.5875 | 313711.7993 | 319986.0352 | 326385.756 | 332913.4711 | 339571.7405 | 346363.1753 | 353290.4388 | 360356.2476 | 367563.3725 | 374914.64 | 382412.9328 | 390061.1914 | 397862.4153 | 405819.6636 | 413936.0569 | 422214.778 | 430659.0735
LOLO | LOLO | 20000 | 8000000 | 0 | 0 | 0 |  | 22 | 1 | 0 | 0 | 0 | 0 | 1298918.592 | 1324896.9638 | 1351394.9031 | 1378422.8012 | 1405991.2572 | 1434111.0823 | 1462793.304 | 1492049.1701 | 1521890.1535 | 1552327.9565 | 1583374.5157 | 1615042.006 | 1647342.8461 | 1680289.703 | 1713895.4971 | 1748173.407 | 1783136.8752 | 1818799.6127 | 1855175.6049 | 1892279.117 | 1930124.6994 | 1968727.1934
LOMA | LOMA | 2500 | 1750000 | 0 | 0 | 0 |  | 22 | 1 | 0 | 0 | 0 | 0 | 284138.442 | 289821.2108 | 295617.6351 | 301529.9878 | 307560.5875 | 313711.7993 | 319986.0352 | 326385.756 | 332913.4711 | 339571.7405 | 346363.1753 | 353290.4388 | 360356.2476 | 367563.3725 | 374914.64 | 382412.9328 | 390061.1914 | 397862.4153 | 405819.6636 | 413936.0569 | 422214.778 | 430659.0735
LOWETH | LOWETH | 6240 | 8000000 | 0 | 0 | 0 |  | 22 | 1 | 0 | 0 | 0 | 0 | 1298918.592 | 1324896.9638 | 1351394.9031 | 1378422.8012 | 1405991.2572 | 1434111.0823 | 1462793.304 | 1492049.1701 | 1521890.1535 | 1552327.9565 | 1583374.5157 | 1615042.006 | 1647342.8461 | 1680289.703 | 1713895.4971 | 1748173.407 | 1783136.8752 | 1818799.6127 | 1855175.6049 | 1892279.117 | 1930124.6994 | 1968727.1934
MADISON | MADISON VALLEY | 2500 | 1750000 | 0 | 0 | 0 |  | 22 | 1 | 0 | 0 | 0 | 0 | 284138.442 | 289821.2108 | 295617.6351 | 301529.9878 | 307560.5875 | 313711.7993 | 319986.0352 | 326385.756 | 332913.4711 | 339571.7405 | 346363.1753 | 353290.4388 | 360356.2476 | 367563.3725 | 374914.64 | 382412.9328 | 390061.1914 | 397862.4153 | 405819.6636 | 413936.0569 | 422214.778 | 430659.0735
MALTA CITY | MALTA CITY BANK 1 | 5000 | 1750000 | 0 | 0 | 0 |  | 22 | 1 | 0 | 0 | 0 | 0 | 284138.442 | 289821.2108 | 295617.6351 | 301529.9878 | 307560.5875 | 313711.7993 | 319986.0352 | 326385.756 | 332913.4711 | 339571.7405 | 346363.1753 | 353290.4388 | 360356.2476 | 367563.3725 | 374914.64 | 382412.9328 | 390061.1914 | 397862.4153 | 405819.6636 | 413936.0569 | 422214.778 | 430659.0735
MALTA EAST | MALTA EAST RURAL | 750 | 500000 | 0 | 0 | 0 |  | 22 | 1 | 0 | 0 | 0 | 0 | 81182.412 | 82806.0602 | 84462.1814 | 86151.4251 | 87874.4536 | 89631.9426 | 91424.5815 | 93253.0731 | 95118.1346 | 97020.4973 | 98960.9072 | 100940.1254 | 102958.9279 | 105018.1064 | 107118.4686 | 109260.8379 | 111446.0547 | 113674.9758 | 115948.4753 | 118267.4448 | 120632.7937 | 123045.4496
MANHATTAN | MANHATTAN | 12500 | 8000000 | 0 | 0 | 0 |  | 22 | 1 | 0 | 0 | 0 | 0 | 1298918.592 | 1324896.9638 | 1351394.9031 | 1378422.8012 | 1405991.2572 | 1434111.0823 | 1462793.304 | 1492049.1701 | 1521890.1535 | 1552327.9565 | 1583374.5157 | 1615042.006 | 1647342.8461 | 1680289.703 | 1713895.4971 | 1748173.407 | 1783136.8752 | 1818799.6127 | 1855175.6049 | 1892279.117 | 1930124.6994 | 1968727.1934
MARTINSDALE | MARTINSDALE | 3000 | 1750000 | 0 | 0 | 0 |  | 22 | 1 | 0 | 0 | 0 | 0 | 284138.442 | 289821.2108 | 295617.6351 | 301529.9878 | 307560.5875 | 313711.7993 | 319986.0352 | 326385.756 | 332913.4711 | 339571.7405 | 346363.1753 | 353290.4388 | 360356.2476 | 367563.3725 | 374914.64 | 382412.9328 | 390061.1914 | 397862.4153 | 405819.6636 | 413936.0569 | 422214.778 | 430659.0735
MELSTONE | MELSTONE | 3000 | 1750000 | 0 | 0 | 0 |  | 22 | 1 | 0 | 0 | 0 | 0 | 284138.442 | 289821.2108 | 295617.6351 | 301529.9878 | 307560.5875 | 313711.7993 | 319986.0352 | 326385.756 | 332913.4711 | 339571.7405 | 346363.1753 | 353290.4388 | 360356.2476 | 367563.3725 | 374914.64 | 382412.9328 | 390061.1914 | 397862.4153 | 405819.6636 | 413936.0569 | 422214.778 | 430659.0735
MELVILLE | MELVILLE | 2500 | 1750000 | 0 | 0 | 0 |  | 22 | 1 | 0 | 0 | 0 | 0 | 284138.442 | 289821.2108 | 295617.6351 | 301529.9878 | 307560.5875 | 313711.7993 | 319986.0352 | 326385.756 | 332913.4711 | 339571.7405 | 346363.1753 | 353290.4388 | 360356.2476 | 367563.3725 | 374914.64 | 382412.9328 | 390061.1914 | 397862.4153 | 405819.6636 | 413936.0569 | 422214.778 | 430659.0735
MISSION | MISSION | 5616 | 8000000 | 0 | 0 | 0 |  | 22 | 1 | 0 | 0 | 0 | 0 | 1298918.592 | 1324896.9638 | 1351394.9031 | 1378422.8012 | 1405991.2572 | 1434111.0823 | 1462793.304 | 1492049.1701 | 1521890.1535 | 1552327.9565 | 1583374.5157 | 1615042.006 | 1647342.8461 | 1680289.703 | 1713895.4971 | 1748173.407 | 1783136.8752 | 1818799.6127 | 1855175.6049 | 1892279.117 | 1930124.6994 | 1968727.1934
MOCCASIN | MOCCASIN | 1800 | 1750000 | 0 | 0 | 0 |  | 22 | 1 | 0 | 0 | 0 | 0 | 284138.442 | 289821.2108 | 295617.6351 | 301529.9878 | 307560.5875 | 313711.7993 | 319986.0352 | 326385.756 | 332913.4711 | 339571.7405 | 346363.1753 | 353290.4388 | 360356.2476 | 367563.3725 | 374914.64 | 382412.9328 | 390061.1914 | 397862.4153 | 405819.6636 | 413936.0569 | 422214.778 | 430659.0735
MONARCH | MONARCH | 2502 | 1750000 | 0 | 0 | 0 |  | 22 | 1 | 0 | 0 | 0 | 0 | 284138.442 | 289821.2108 | 295617.6351 | 301529.9878 | 307560.5875 | 313711.7993 | 319986.0352 | 326385.756 | 332913.4711 | 339571.7405 | 346363.1753 | 353290.4388 | 360356.2476 | 367563.3725 | 374914.64 | 382412.9328 | 390061.1914 | 397862.4153 | 405819.6636 | 413936.0569 | 422214.778 | 430659.0735
MONTANA PHOSPHATE | MONTANA PHOSPHATE | 6250 | 8000000 | 0 | 0 | 0 |  | 22 | 1 | 0 | 0 | 0 | 0 | 1298918.592 | 1324896.9638 | 1351394.9031 | 1378422.8012 | 1405991.2572 | 1434111.0823 | 1462793.304 | 1492049.1701 | 1521890.1535 | 1552327.9565 | 1583374.5157 | 1615042.006 | 1647342.8461 | 1680289.703 | 1713895.4971 | 1748173.407 | 1783136.8752 | 1818799.6127 | 1855175.6049 | 1892279.117 | 1930124.6994 | 1968727.1934
MOORE | MOORE | 2000 | 1750000 | 0 | 0 | 0 |  | 22 | 1 | 0 | 0 | 0 | 0 | 284138.442 | 289821.2108 | 295617.6351 | 301529.9878 | 307560.5875 | 313711.7993 | 319986.0352 | 326385.756 | 332913.4711 | 339571.7405 | 346363.1753 | 353290.4388 | 360356.2476 | 367563.3725 | 374914.64 | 382412.9328 | 390061.1914 | 397862.4153 | 405819.6636 | 413936.0569 | 422214.778 | 430659.0735
MORONY | MORONY RURAL | 1000 | 500000 | 0 | 0 | 0 |  | 22 | 1 | 0 | 0 | 0 | 0 | 81182.412 | 82806.0602 | 84462.1814 | 86151.4251 | 87874.4536 | 89631.9426 | 91424.5815 | 93253.0731 | 95118.1346 | 97020.4973 | 98960.9072 | 100940.1254 | 102958.9279 | 105018.1064 | 107118.4686 | 109260.8379 | 111446.0547 | 113674.9758 | 115948.4753 | 118267.4448 | 120632.7937 | 123045.4496
MUIR | MUIR | 3750 | 1750000 | 0 | 0 | 0 |  | 22 | 1 | 0 | 0 | 0 | 0 | 284138.442 | 289821.2108 | 295617.6351 | 301529.9878 | 307560.5875 | 313711.7993 | 319986.0352 | 326385.756 | 332913.4711 | 339571.7405 | 346363.1753 | 353290.4388 | 360356.2476 | 367563.3725 | 374914.64 | 382412.9328 | 390061.1914 | 397862.4153 | 405819.6636 | 413936.0569 | 422214.778 | 430659.0735
MUSSELSHELL | MUSSELSHELL | 7500 | 8000000 | 0 | 0 | 0 |  | 22 | 1 | 0 | 0 | 0 | 0 | 1298918.592 | 1324896.9638 | 1351394.9031 | 1378422.8012 | 1405991.2572 | 1434111.0823 | 1462793.304 | 1492049.1701 | 1521890.1535 | 1552327.9565 | 1583374.5157 | 1615042.006 | 1647342.8461 | 1680289.703 | 1713895.4971 | 1748173.407 | 1783136.8752 | 1818799.6127 | 1855175.6049 | 1892279.117 | 1930124.6994 | 1968727.1934
NASHUA | NASHUA | 1000 | 500000 | 0 | 0 | 0 |  | 22 | 1 | 0 | 0 | 0 | 0 | 81182.412 | 82806.0602 | 84462.1814 | 86151.4251 | 87874.4536 | 89631.9426 | 91424.5815 | 93253.0731 | 95118.1346 | 97020.4973 | 98960.9072 | 100940.1254 | 102958.9279 | 105018.1064 | 107118.4686 | 109260.8379 | 111446.0547 | 113674.9758 | 115948.4753 | 118267.4448 | 120632.7937 | 123045.4496
NEWMONT | NEWMONT | 3000 | 1750000 | 0 | 0 | 0 |  | 22 | 1 | 0 | 0 | 0 | 0 | 284138.442 | 289821.2108 | 295617.6351 | 301529.9878 | 307560.5875 | 313711.7993 | 319986.0352 | 326385.756 | 332913.4711 | 339571.7405 | 346363.1753 | 353290.4388 | 360356.2476 | 367563.3725 | 374914.64 | 382412.9328 | 390061.1914 | 397862.4153 | 405819.6636 | 413936.0569 | 422214.778 | 430659.0735
NIHILL | NIHILL | 1000 | 500000 | 0 | 0 | 0 |  | 22 | 1 | 0 | 0 | 0 | 0 | 81182.412 | 82806.0602 | 84462.1814 | 86151.4251 | 87874.4536 | 89631.9426 | 91424.5815 | 93253.0731 | 95118.1346 | 97020.4973 | 98960.9072 | 100940.1254 | 102958.9279 | 105018.1064 | 107118.4686 | 109260.8379 | 111446.0547 | 113674.9758 | 115948.4753 | 118267.4448 | 120632.7937 | 123045.4496
PARK CITY | PARK CITY | 2000 | 1750000 | 0 | 0 | 0 |  | 22 | 1 | 0 | 0 | 0 | 0 | 284138.442 | 289821.2108 | 295617.6351 | 301529.9878 | 307560.5875 | 313711.7993 | 319986.0352 | 326385.756 | 332913.4711 | 339571.7405 | 346363.1753 | 353290.4388 | 360356.2476 | 367563.3725 | 374914.64 | 382412.9328 | 390061.1914 | 397862.4153 | 405819.6636 | 413936.0569 | 422214.778 | 430659.0735
PATTERSON | PATTERSON | 12500 | 8000000 | 0 | 0 | 0 |  | 22 | 1 | 0 | 0 | 0 | 0 | 1298918.592 | 1324896.9638 | 1351394.9031 | 1378422.8012 | 1405991.2572 | 1434111.0823 | 1462793.304 | 1492049.1701 | 1521890.1535 | 1552327.9565 | 1583374.5157 | 1615042.006 | 1647342.8461 | 1680289.703 | 1713895.4971 | 1748173.407 | 1783136.8752 | 1818799.6127 | 1855175.6049 | 1892279.117 | 1930124.6994 | 1968727.1934
PHILIPSBURG SOUTH | PHILIPSBURG SOUTH | 14000 | 8000000 | 0 | 0 | 0 |  | 22 | 1 | 0 | 0 | 0 | 0 | 1298918.592 | 1324896.9638 | 1351394.9031 | 1378422.8012 | 1405991.2572 | 1434111.0823 | 1462793.304 | 1492049.1701 | 1521890.1535 | 1552327.9565 | 1583374.5157 | 1615042.006 | 1647342.8461 | 1680289.703 | 1713895.4971 | 1748173.407 | 1783136.8752 | 1818799.6127 | 1855175.6049 | 1892279.117 | 1930124.6994 | 1968727.1934
PLAINS | PLAINS | 28000 | 20000000 | 0 | 0 | 0 |  | 22 | 1 | 0 | 0 | 0 | 0 | 3247296.48 | 3312242.4096 | 3378487.2578 | 3446057.0029 | 3514978.143 | 3585277.7059 | 3656983.26 | 3730122.9252 | 3804725.3837 | 3880819.8914 | 3958436.2892 | 4037605.015 | 4118357.1153 | 4200724.2576 | 4284738.7427 | 4370433.5176 | 4457842.1879 | 4546999.0317 | 4637939.0123 | 4730697.7926 | 4825311.7484 | 4921817.9834
PORTAGE | PORTAGE | 1000 | 500000 | 0 | 0 | 0 |  | 22 | 1 | 0 | 0 | 0 | 0 | 81182.412 | 82806.0602 | 84462.1814 | 86151.4251 | 87874.4536 | 89631.9426 | 91424.5815 | 93253.0731 | 95118.1346 | 97020.4973 | 98960.9072 | 100940.1254 | 102958.9279 | 105018.1064 | 107118.4686 | 109260.8379 | 111446.0547 | 113674.9758 | 115948.4753 | 118267.4448 | 120632.7937 | 123045.4496
POWER | POWER | 2000 | 1750000 | 0 | 0 | 0 |  | 22 | 1 | 0 | 0 | 0 | 0 | 284138.442 | 289821.2108 | 295617.6351 | 301529.9878 | 307560.5875 | 313711.7993 | 319986.0352 | 326385.756 | 332913.4711 | 339571.7405 | 346363.1753 | 353290.4388 | 360356.2476 | 367563.3725 | 374914.64 | 382412.9328 | 390061.1914 | 397862.4153 | 405819.6636 | 413936.0569 | 422214.778 | 430659.0735
RAILWELDER | RAILWELDER | 5000 | 1750000 | 0 | 0 | 0 |  | 22 | 1 | 0 | 0 | 0 | 0 | 284138.442 | 289821.2108 | 295617.6351 | 301529.9878 | 307560.5875 | 313711.7993 | 319986.0352 | 326385.756 | 332913.4711 | 339571.7405 | 346363.1753 | 353290.4388 | 360356.2476 | 367563.3725 | 374914.64 | 382412.9328 | 390061.1914 | 397862.4153 | 405819.6636 | 413936.0569 | 422214.778 | 430659.0735
RED LODGE NORTHSIDE | RED LODGE NORTHSIDE | 12500 | 8000000 | 0 | 0 | 0 |  | 22 | 1 | 0 | 0 | 0 | 0 | 1298918.592 | 1324896.9638 | 1351394.9031 | 1378422.8012 | 1405991.2572 | 1434111.0823 | 1462793.304 | 1492049.1701 | 1521890.1535 | 1552327.9565 | 1583374.5157 | 1615042.006 | 1647342.8461 | 1680289.703 | 1713895.4971 | 1748173.407 | 1783136.8752 | 1818799.6127 | 1855175.6049 | 1892279.117 | 1930124.6994 | 1968727.1934
RENOVA | RENOVA | 3125 | 1750000 | 0 | 0 | 0 |  | 22 | 1 | 0 | 0 | 0 | 0 | 284138.442 | 289821.2108 | 295617.6351 | 301529.9878 | 307560.5875 | 313711.7993 | 319986.0352 | 326385.756 | 332913.4711 | 339571.7405 | 346363.1753 | 353290.4388 | 360356.2476 | 367563.3725 | 374914.64 | 382412.9328 | 390061.1914 | 397862.4153 | 405819.6636 | 413936.0569 | 422214.778 | 430659.0735
RESERVE ST | RESERVE ST BANK 2 | 25000 | 20000000 | 0 | 0 | 0 |  | 22 | 1 | 0 | 0 | 0 | 0 | 3247296.48 | 3312242.4096 | 3378487.2578 | 3446057.0029 | 3514978.143 | 3585277.7059 | 3656983.26 | 3730122.9252 | 3804725.3837 | 3880819.8914 | 3958436.2892 | 4037605.015 | 4118357.1153 | 4200724.2576 | 4284738.7427 | 4370433.5176 | 4457842.1879 | 4546999.0317 | 4637939.0123 | 4730697.7926 | 4825311.7484 | 4921817.9834
RIVERSIDE | RIVERSIDE | 12500 | 8000000 | 0 | 0 | 0 |  | 22 | 1 | 0 | 0 | 0 | 0 | 1298918.592 | 1324896.9638 | 1351394.9031 | 1378422.8012 | 1405991.2572 | 1434111.0823 | 1462793.304 | 1492049.1701 | 1521890.1535 | 1552327.9565 | 1583374.5157 | 1615042.006 | 1647342.8461 | 1680289.703 | 1713895.4971 | 1748173.407 | 1783136.8752 | 1818799.6127 | 1855175.6049 | 1892279.117 | 1930124.6994 | 1968727.1934
ROCKVALE | ROCKVALE | 3125 | 1750000 | 0 | 0 | 0 |  | 22 | 1 | 0 | 0 | 0 | 0 | 284138.442 | 289821.2108 | 295617.6351 | 301529.9878 | 307560.5875 | 313711.7993 | 319986.0352 | 326385.756 | 332913.4711 | 339571.7405 | 346363.1753 | 353290.4388 | 360356.2476 | 367563.3725 | 374914.64 | 382412.9328 | 390061.1914 | 397862.4153 | 405819.6636 | 413936.0569 | 422214.778 | 430659.0735
ROUNDUP | ROUNDUP BANK 2 | 5000 | 1750000 | 0 | 0 | 0 |  | 22 | 1 | 0 | 0 | 0 | 0 | 284138.442 | 289821.2108 | 295617.6351 | 301529.9878 | 307560.5875 | 313711.7993 | 319986.0352 | 326385.756 | 332913.4711 | 339571.7405 | 346363.1753 | 353290.4388 | 360356.2476 | 367563.3725 | 374914.64 | 382412.9328 | 390061.1914 | 397862.4153 | 405819.6636 | 413936.0569 | 422214.778 | 430659.0735
ROUNDUP | ROUNDUP BANK 4 | 3750 | 1750000 | 0 | 0 | 0 |  | 22 | 1 | 0 | 0 | 0 | 0 | 284138.442 | 289821.2108 | 295617.6351 | 301529.9878 | 307560.5875 | 313711.7993 | 319986.0352 | 326385.756 | 332913.4711 | 339571.7405 | 346363.1753 | 353290.4388 | 360356.2476 | 367563.3725 | 374914.64 | 382412.9328 | 390061.1914 | 397862.4153 | 405819.6636 | 413936.0569 | 422214.778 | 430659.0735
RUDYARD | RUDYARD | 1500 | 1750000 | 0 | 0 | 0 |  | 22 | 1 | 0 | 0 | 0 | 0 | 284138.442 | 289821.2108 | 295617.6351 | 301529.9878 | 307560.5875 | 313711.7993 | 319986.0352 | 326385.756 | 332913.4711 | 339571.7405 | 346363.1753 | 353290.4388 | 360356.2476 | 367563.3725 | 374914.64 | 382412.9328 | 390061.1914 | 397862.4153 | 405819.6636 | 413936.0569 | 422214.778 | 430659.0735
RUSSELL STREET | RUSSELL STREET #2 BANK 1 | 20000 | 8000000 | 0 | 0 | 0 |  | 22 | 1 | 0 | 0 | 0 | 0 | 1298918.592 | 1324896.9638 | 1351394.9031 | 1378422.8012 | 1405991.2572 | 1434111.0823 | 1462793.304 | 1492049.1701 | 1521890.1535 | 1552327.9565 | 1583374.5157 | 1615042.006 | 1647342.8461 | 1680289.703 | 1713895.4971 | 1748173.407 | 1783136.8752 | 1818799.6127 | 1855175.6049 | 1892279.117 | 1930124.6994 | 1968727.1934
RUSSELL STREET | RUSSELL STREET #2 BANK 2 | 20000 | 8000000 | 0 | 0 | 0 |  | 22 | 1 | 0 | 0 | 0 | 0 | 1298918.592 | 1324896.9638 | 1351394.9031 | 1378422.8012 | 1405991.2572 | 1434111.0823 | 1462793.304 | 1492049.1701 | 1521890.1535 | 1552327.9565 | 1583374.5157 | 1615042.006 | 1647342.8461 | 1680289.703 | 1713895.4971 | 1748173.407 | 1783136.8752 | 1818799.6127 | 1855175.6049 | 1892279.117 | 1930124.6994 | 1968727.1934
RUSSELL STREET | RUSSELL STREET #2 BANK 3 | 20000 | 8000000 | 0 | 0 | 0 |  | 22 | 1 | 0 | 0 | 0 | 0 | 1298918.592 | 1324896.9638 | 1351394.9031 | 1378422.8012 | 1405991.2572 | 1434111.0823 | 1462793.304 | 1492049.1701 | 1521890.1535 | 1552327.9565 | 1583374.5157 | 1615042.006 | 1647342.8461 | 1680289.703 | 1713895.4971 | 1748173.407 | 1783136.8752 | 1818799.6127 | 1855175.6049 | 1892279.117 | 1930124.6994 | 1968727.1934
RYEGATE | RYEGATE | 1000 | 500000 | 0 | 0 | 0 |  | 22 | 1 | 0 | 0 | 0 | 0 | 81182.412 | 82806.0602 | 84462.1814 | 86151.4251 | 87874.4536 | 89631.9426 | 91424.5815 | 93253.0731 | 95118.1346 | 97020.4973 | 98960.9072 | 100940.1254 | 102958.9279 | 105018.1064 | 107118.4686 | 109260.8379 | 111446.0547 | 113674.9758 | 115948.4753 | 118267.4448 | 120632.7937 | 123045.4496
SACO | SACO | 999 | 500000 | 0 | 0 | 0 |  | 22 | 1 | 0 | 0 | 0 | 0 | 81182.412 | 82806.0602 | 84462.1814 | 86151.4251 | 87874.4536 | 89631.9426 | 91424.5815 | 93253.0731 | 95118.1346 | 97020.4973 | 98960.9072 | 100940.1254 | 102958.9279 | 105018.1064 | 107118.4686 | 109260.8379 | 111446.0547 | 113674.9758 | 115948.4753 | 118267.4448 | 120632.7937 | 123045.4496
SHERIDAN CITY | SHERIDAN CITY | 5000 | 1750000 | 0 | 0 | 0 |  | 22 | 1 | 0 | 0 | 0 | 0 | 284138.442 | 289821.2108 | 295617.6351 | 301529.9878 | 307560.5875 | 313711.7993 | 319986.0352 | 326385.756 | 332913.4711 | 339571.7405 | 346363.1753 | 353290.4388 | 360356.2476 | 367563.3725 | 374914.64 | 382412.9328 | 390061.1914 | 397862.4153 | 405819.6636 | 413936.0569 | 422214.778 | 430659.0735
SHILOH | SHILOH | 50000 | 20000000 | 0 | 0 | 0 |  | 22 | 1 | 0 | 0 | 0 | 0 | 3247296.48 | 3312242.4096 | 3378487.2578 | 3446057.0029 | 3514978.143 | 3585277.7059 | 3656983.26 | 3730122.9252 | 3804725.3837 | 3880819.8914 | 3958436.2892 | 4037605.015 | 4118357.1153 | 4200724.2576 | 4284738.7427 | 4370433.5176 | 4457842.1879 | 4546999.0317 | 4637939.0123 | 4730697.7926 | 4825311.7484 | 4921817.9834
GFALLS SOUTHSIDE | SOUTHSIDE EAST BANK | 20000 | 8000000 | 0 | 0 | 0 |  | 22 | 1 | 0 | 0 | 0 | 0 | 1298918.592 | 1324896.9638 | 1351394.9031 | 1378422.8012 | 1405991.2572 | 1434111.0823 | 1462793.304 | 1492049.1701 | 1521890.1535 | 1552327.9565 | 1583374.5157 | 1615042.006 | 1647342.8461 | 1680289.703 | 1713895.4971 | 1748173.407 | 1783136.8752 | 1818799.6127 | 1855175.6049 | 1892279.117 | 1930124.6994 | 1968727.1934
GFALLS SOUTHSIDE | SOUTHSIDE WEST BANK | 20000 | 8000000 | 0 | 0 | 0 |  | 22 | 1 | 0 | 0 | 0 | 0 | 1298918.592 | 1324896.9638 | 1351394.9031 | 1378422.8012 | 1405991.2572 | 1434111.0823 | 1462793.304 | 1492049.1701 | 1521890.1535 | 1552327.9565 | 1583374.5157 | 1615042.006 | 1647342.8461 | 1680289.703 | 1713895.4971 | 1748173.407 | 1783136.8752 | 1818799.6127 | 1855175.6049 | 1892279.117 | 1930124.6994 | 1968727.1934
SPOKANE BENCH | SPOKANE BENCH | 6250 | 8000000 | 0 | 0 | 0 |  | 22 | 1 | 0 | 0 | 0 | 0 | 1298918.592 | 1324896.9638 | 1351394.9031 | 1378422.8012 | 1405991.2572 | 1434111.0823 | 1462793.304 | 1492049.1701 | 1521890.1535 | 1552327.9565 | 1583374.5157 | 1615042.006 | 1647342.8461 | 1680289.703 | 1713895.4971 | 1748173.407 | 1783136.8752 | 1818799.6127 | 1855175.6049 | 1892279.117 | 1930124.6994 | 1968727.1934
SPRINGDALE PUMP | SPRINGDALE PUMP | 3750 | 1750000 | 0 | 0 | 0 |  | 22 | 1 | 0 | 0 | 0 | 0 | 284138.442 | 289821.2108 | 295617.6351 | 301529.9878 | 307560.5875 | 313711.7993 | 319986.0352 | 326385.756 | 332913.4711 | 339571.7405 | 346363.1753 | 353290.4388 | 360356.2476 | 367563.3725 | 374914.64 | 382412.9328 | 390061.1914 | 397862.4153 | 405819.6636 | 413936.0569 | 422214.778 | 430659.0735
ST. REGIS | ST. REGIS | 7000 | 8000000 | 0 | 0 | 0 |  | 22 | 1 | 0 | 0 | 0 | 0 | 1298918.592 | 1324896.9638 | 1351394.9031 | 1378422.8012 | 1405991.2572 | 1434111.0823 | 1462793.304 | 1492049.1701 | 1521890.1535 | 1552327.9565 | 1583374.5157 | 1615042.006 | 1647342.8461 | 1680289.703 | 1713895.4971 | 1748173.407 | 1783136.8752 | 1818799.6127 | 1855175.6049 | 1892279.117 | 1930124.6994 | 1968727.1934
STANFORD CITY | STANFORD CITY | 5000 | 1750000 | 0 | 0 | 0 |  | 22 | 1 | 0 | 0 | 0 | 0 | 284138.442 | 289821.2108 | 295617.6351 | 301529.9878 | 307560.5875 | 313711.7993 | 319986.0352 | 326385.756 | 332913.4711 | 339571.7405 | 346363.1753 | 353290.4388 | 360356.2476 | 367563.3725 | 374914.64 | 382412.9328 | 390061.1914 | 397862.4153 | 405819.6636 | 413936.0569 | 422214.778 | 430659.0735
STEVENSVILLE | STEVENSVILLE | 25000 | 20000000 | 0 | 0 | 0 |  | 22 | 1 | 0 | 0 | 0 | 0 | 3247296.48 | 3312242.4096 | 3378487.2578 | 3446057.0029 | 3514978.143 | 3585277.7059 | 3656983.26 | 3730122.9252 | 3804725.3837 | 3880819.8914 | 3958436.2892 | 4037605.015 | 4118357.1153 | 4200724.2576 | 4284738.7427 | 4370433.5176 | 4457842.1879 | 4546999.0317 | 4637939.0123 | 4730697.7926 | 4825311.7484 | 4921817.9834
STILLWATER | STILLWATER | 35000 | 20000000 | 0 | 0 | 0 |  | 22 | 1 | 0 | 0 | 0 | 0 | 3247296.48 | 3312242.4096 | 3378487.2578 | 3446057.0029 | 3514978.143 | 3585277.7059 | 3656983.26 | 3730122.9252 | 3804725.3837 | 3880819.8914 | 3958436.2892 | 4037605.015 | 4118357.1153 | 4200724.2576 | 4284738.7427 | 4370433.5176 | 4457842.1879 | 4546999.0317 | 4637939.0123 | 4730697.7926 | 4825311.7484 | 4921817.9834
STOCKETT | STOCKETT | 2500 | 1750000 | 0 | 0 | 0 |  | 22 | 1 | 0 | 0 | 0 | 0 | 284138.442 | 289821.2108 | 295617.6351 | 301529.9878 | 307560.5875 | 313711.7993 | 319986.0352 | 326385.756 | 332913.4711 | 339571.7405 | 346363.1753 | 353290.4388 | 360356.2476 | 367563.3725 | 374914.64 | 382412.9328 | 390061.1914 | 397862.4153 | 405819.6636 | 413936.0569 | 422214.778 | 430659.0735
STRAW | STRAW | 2000 | 1750000 | 0 | 0 | 0 |  | 22 | 1 | 0 | 0 | 0 | 0 | 284138.442 | 289821.2108 | 295617.6351 | 301529.9878 | 307560.5875 | 313711.7993 | 319986.0352 | 326385.756 | 332913.4711 | 339571.7405 | 346363.1753 | 353290.4388 | 360356.2476 | 367563.3725 | 374914.64 | 382412.9328 | 390061.1914 | 397862.4153 | 405819.6636 | 413936.0569 | 422214.778 | 430659.0735
SUMATRA | SUMATRA | 5000 | 1750000 | 0 | 0 | 0 |  | 22 | 1 | 0 | 0 | 0 | 0 | 284138.442 | 289821.2108 | 295617.6351 | 301529.9878 | 307560.5875 | 313711.7993 | 319986.0352 | 326385.756 | 332913.4711 | 339571.7405 | 346363.1753 | 353290.4388 | 360356.2476 | 367563.3725 | 374914.64 | 382412.9328 | 390061.1914 | 397862.4153 | 405819.6636 | 413936.0569 | 422214.778 | 430659.0735
SUPERIOR | SUPERIOR | 5000 | 1750000 | 0 | 0 | 0 |  | 22 | 1 | 0 | 0 | 0 | 0 | 284138.442 | 289821.2108 | 295617.6351 | 301529.9878 | 307560.5875 | 313711.7993 | 319986.0352 | 326385.756 | 332913.4711 | 339571.7405 | 346363.1753 | 353290.4388 | 360356.2476 | 367563.3725 | 374914.64 | 382412.9328 | 390061.1914 | 397862.4153 | 405819.6636 | 413936.0569 | 422214.778 | 430659.0735
TARGET RANGE | TARGET RANGE #7 - 1 | 20000 | 8000000 | 0 | 0 | 0 |  | 22 | 1 | 0 | 0 | 0 | 0 | 1298918.592 | 1324896.9638 | 1351394.9031 | 1378422.8012 | 1405991.2572 | 1434111.0823 | 1462793.304 | 1492049.1701 | 1521890.1535 | 1552327.9565 | 1583374.5157 | 1615042.006 | 1647342.8461 | 1680289.703 | 1713895.4971 | 1748173.407 | 1783136.8752 | 1818799.6127 | 1855175.6049 | 1892279.117 | 1930124.6994 | 1968727.1934
TARGET RANGE | TARGET RANGE #7 - 2 | 20000 | 8000000 | 0 | 0 | 0 |  | 22 | 1 | 0 | 0 | 0 | 0 | 1298918.592 | 1324896.9638 | 1351394.9031 | 1378422.8012 | 1405991.2572 | 1434111.0823 | 1462793.304 | 1492049.1701 | 1521890.1535 | 1552327.9565 | 1583374.5157 | 1615042.006 | 1647342.8461 | 1680289.703 | 1713895.4971 | 1748173.407 | 1783136.8752 | 1818799.6127 | 1855175.6049 | 1892279.117 | 1930124.6994 | 1968727.1934
THOMPSON FALLS | THOMPSON FALLS CITY | 20000 | 8000000 | 0 | 0 | 0 |  | 22 | 1 | 0 | 0 | 0 | 0 | 1298918.592 | 1324896.9638 | 1351394.9031 | 1378422.8012 | 1405991.2572 | 1434111.0823 | 1462793.304 | 1492049.1701 | 1521890.1535 | 1552327.9565 | 1583374.5157 | 1615042.006 | 1647342.8461 | 1680289.703 | 1713895.4971 | 1748173.407 | 1783136.8752 | 1818799.6127 | 1855175.6049 | 1892279.117 | 1930124.6994 | 1968727.1934
TODD | TODD | 7500 | 8000000 | 0 | 0 | 0 |  | 22 | 1 | 0 | 0 | 0 | 0 | 1298918.592 | 1324896.9638 | 1351394.9031 | 1378422.8012 | 1405991.2572 | 1434111.0823 | 1462793.304 | 1492049.1701 | 1521890.1535 | 1552327.9565 | 1583374.5157 | 1615042.006 | 1647342.8461 | 1680289.703 | 1713895.4971 | 1748173.407 | 1783136.8752 | 1818799.6127 | 1855175.6049 | 1892279.117 | 1930124.6994 | 1968727.1934
TOSTON | TOSTON | 6250 | 8000000 | 0 | 0 | 0 |  | 22 | 1 | 0 | 0 | 0 | 0 | 1298918.592 | 1324896.9638 | 1351394.9031 | 1378422.8012 | 1405991.2572 | 1434111.0823 | 1462793.304 | 1492049.1701 | 1521890.1535 | 1552327.9565 | 1583374.5157 | 1615042.006 | 1647342.8461 | 1680289.703 | 1713895.4971 | 1748173.407 | 1783136.8752 | 1818799.6127 | 1855175.6049 | 1892279.117 | 1930124.6994 | 1968727.1934
TOWNSEND | TOWNSEND | 20000 | 8000000 | 0 | 0 | 0 |  | 22 | 1 | 0 | 0 | 0 | 0 | 1298918.592 | 1324896.9638 | 1351394.9031 | 1378422.8012 | 1405991.2572 | 1434111.0823 | 1462793.304 | 1492049.1701 | 1521890.1535 | 1552327.9565 | 1583374.5157 | 1615042.006 | 1647342.8461 | 1680289.703 | 1713895.4971 | 1748173.407 | 1783136.8752 | 1818799.6127 | 1855175.6049 | 1892279.117 | 1930124.6994 | 1968727.1934
TUNIS | TUNIS SUB | 6250 | 8000000 | 0 | 0 | 0 |  | 22 | 1 | 0 | 0 | 0 | 0 | 1298918.592 | 1324896.9638 | 1351394.9031 | 1378422.8012 | 1405991.2572 | 1434111.0823 | 1462793.304 | 1492049.1701 | 1521890.1535 | 1552327.9565 | 1583374.5157 | 1615042.006 | 1647342.8461 | 1680289.703 | 1713895.4971 | 1748173.407 | 1783136.8752 | 1818799.6127 | 1855175.6049 | 1892279.117 | 1930124.6994 | 1968727.1934
TWIN BRIDGES | TWIN BRIDGES | 3000 | 1750000 | 0 | 0 | 0 |  | 22 | 1 | 0 | 0 | 0 | 0 | 284138.442 | 289821.2108 | 295617.6351 | 301529.9878 | 307560.5875 | 313711.7993 | 319986.0352 | 326385.756 | 332913.4711 | 339571.7405 | 346363.1753 | 353290.4388 | 360356.2476 | 367563.3725 | 374914.64 | 382412.9328 | 390061.1914 | 397862.4153 | 405819.6636 | 413936.0569 | 422214.778 | 430659.0735
TWO DOT | TWO DOT | 1000 | 500000 | 0 | 0 | 0 |  | 22 | 1 | 0 | 0 | 0 | 0 | 81182.412 | 82806.0602 | 84462.1814 | 86151.4251 | 87874.4536 | 89631.9426 | 91424.5815 | 93253.0731 | 95118.1346 | 97020.4973 | 98960.9072 | 100940.1254 | 102958.9279 | 105018.1064 | 107118.4686 | 109260.8379 | 111446.0547 | 113674.9758 | 115948.4753 | 118267.4448 | 120632.7937 | 123045.4496
ULM | ULM | 10000 | 8000000 | 0 | 0 | 0 |  | 22 | 1 | 0 | 0 | 0 | 0 | 1298918.592 | 1324896.9638 | 1351394.9031 | 1378422.8012 | 1405991.2572 | 1434111.0823 | 1462793.304 | 1492049.1701 | 1521890.1535 | 1552327.9565 | 1583374.5157 | 1615042.006 | 1647342.8461 | 1680289.703 | 1713895.4971 | 1748173.407 | 1783136.8752 | 1818799.6127 | 1855175.6049 | 1892279.117 | 1930124.6994 | 1968727.1934
UTICA PUMP | UTICA PUMP | 9375 | 8000000 | 0 | 0 | 0 |  | 22 | 1 | 0 | 0 | 0 | 0 | 1298918.592 | 1324896.9638 | 1351394.9031 | 1378422.8012 | 1405991.2572 | 1434111.0823 | 1462793.304 | 1492049.1701 | 1521890.1535 | 1552327.9565 | 1583374.5157 | 1615042.006 | 1647342.8461 | 1680289.703 | 1713895.4971 | 1748173.407 | 1783136.8752 | 1818799.6127 | 1855175.6049 | 1892279.117 | 1930124.6994 | 1968727.1934
VALIER | VALIER | 1500 | 1750000 | 0 | 0 | 0 |  | 22 | 1 | 0 | 0 | 0 | 0 | 284138.442 | 289821.2108 | 295617.6351 | 301529.9878 | 307560.5875 | 313711.7993 | 319986.0352 | 326385.756 | 332913.4711 | 339571.7405 | 346363.1753 | 353290.4388 | 360356.2476 | 367563.3725 | 374914.64 | 382412.9328 | 390061.1914 | 397862.4153 | 405819.6636 | 413936.0569 | 422214.778 | 430659.0735
VALIER - WILLIAMS | VALIER - WILLIAMS | 14000 | 8000000 | 0 | 0 | 0 |  | 22 | 1 | 0 | 0 | 0 | 0 | 1298918.592 | 1324896.9638 | 1351394.9031 | 1378422.8012 | 1405991.2572 | 1434111.0823 | 1462793.304 | 1492049.1701 | 1521890.1535 | 1552327.9565 | 1583374.5157 | 1615042.006 | 1647342.8461 | 1680289.703 | 1713895.4971 | 1748173.407 | 1783136.8752 | 1818799.6127 | 1855175.6049 | 1892279.117 | 1930124.6994 | 1968727.1934
VALIER-BULLHEAD | VALIER-BULLHEAD | 3000 | 1750000 | 0 | 0 | 0 |  | 22 | 1 | 0 | 0 | 0 | 0 | 284138.442 | 289821.2108 | 295617.6351 | 301529.9878 | 307560.5875 | 313711.7993 | 319986.0352 | 326385.756 | 332913.4711 | 339571.7405 | 346363.1753 | 353290.4388 | 360356.2476 | 367563.3725 | 374914.64 | 382412.9328 | 390061.1914 | 397862.4153 | 405819.6636 | 413936.0569 | 422214.778 | 430659.0735
VAUGHN | VAUGHN | 5000 | 1750000 | 0 | 0 | 0 |  | 22 | 1 | 0 | 0 | 0 | 0 | 284138.442 | 289821.2108 | 295617.6351 | 301529.9878 | 307560.5875 | 313711.7993 | 319986.0352 | 326385.756 | 332913.4711 | 339571.7405 | 346363.1753 | 353290.4388 | 360356.2476 | 367563.3725 | 374914.64 | 382412.9328 | 390061.1914 | 397862.4153 | 405819.6636 | 413936.0569 | 422214.778 | 430659.0735
VIRGINIA | VIRGINIA CITY | 2500 | 1750000 | 0 | 0 | 0 |  | 22 | 1 | 0 | 0 | 0 | 0 | 284138.442 | 289821.2108 | 295617.6351 | 301529.9878 | 307560.5875 | 313711.7993 | 319986.0352 | 326385.756 | 332913.4711 | 339571.7405 | 346363.1753 | 353290.4388 | 360356.2476 | 367563.3725 | 374914.64 | 382412.9328 | 390061.1914 | 397862.4153 | 405819.6636 | 413936.0569 | 422214.778 | 430659.0735
WAYNE PUMP | WAYNE PUMP | 9375 | 8000000 | 0 | 0 | 0 |  | 22 | 1 | 0 | 0 | 0 | 0 | 1298918.592 | 1324896.9638 | 1351394.9031 | 1378422.8012 | 1405991.2572 | 1434111.0823 | 1462793.304 | 1492049.1701 | 1521890.1535 | 1552327.9565 | 1583374.5157 | 1615042.006 | 1647342.8461 | 1680289.703 | 1713895.4971 | 1748173.407 | 1783136.8752 | 1818799.6127 | 1855175.6049 | 1892279.117 | 1930124.6994 | 1968727.1934
WHITEHALL | WHITEHALL | 5000 | 1750000 | 0 | 0 | 0 |  | 22 | 1 | 0 | 0 | 0 | 0 | 284138.442 | 289821.2108 | 295617.6351 | 301529.9878 | 307560.5875 | 313711.7993 | 319986.0352 | 326385.756 | 332913.4711 | 339571.7405 | 346363.1753 | 353290.4388 | 360356.2476 | 367563.3725 | 374914.64 | 382412.9328 | 390061.1914 | 397862.4153 | 405819.6636 | 413936.0569 | 422214.778 | 430659.0735
WILLOW CREEK | WILLOW CREEK | 2500 | 1750000 | 0 | 0 | 0 |  | 22 | 1 | 0 | 0 | 0 | 0 | 284138.442 | 289821.2108 | 295617.6351 | 301529.9878 | 307560.5875 | 313711.7993 | 319986.0352 | 326385.756 | 332913.4711 | 339571.7405 | 346363.1753 | 353290.4388 | 360356.2476 | 367563.3725 | 374914.64 | 382412.9328 | 390061.1914 | 397862.4153 | 405819.6636 | 413936.0569 | 422214.778 | 430659.0735
WINDHAM | WINDHAM | 1000 | 500000 | 0 | 0 | 0 |  | 22 | 1 | 0 | 0 | 0 | 0 | 81182.412 | 82806.0602 | 84462.1814 | 86151.4251 | 87874.4536 | 89631.9426 | 91424.5815 | 93253.0731 | 95118.1346 | 97020.4973 | 98960.9072 | 100940.1254 | 102958.9279 | 105018.1064 | 107118.4686 | 109260.8379 | 111446.0547 | 113674.9758 | 115948.4753 | 118267.4448 | 120632.7937 | 123045.4496
WOLF | WOLF CREEK | 4992 | 1750000 | 0 | 0 | 0 |  | 22 | 1 | 0 | 0 | 0 | 0 | 284138.442 | 289821.2108 | 295617.6351 | 301529.9878 | 307560.5875 | 313711.7993 | 319986.0352 | 326385.756 | 332913.4711 | 339571.7405 | 346363.1753 | 353290.4388 | 360356.2476 | 367563.3725 | 374914.64 | 382412.9328 | 390061.1914 | 397862.4153 | 405819.6636 | 413936.0569 | 422214.778 | 430659.0735
ZURICH | ZURICH | 1503 | 1750000 | 0 | 0 | 0 |  | 22 | 1 | 0 | 0 | 0 | 0 | 284138.442 | 289821.2108 | 295617.6351 | 301529.9878 | 307560.5875 | 313711.7993 | 319986.0352 | 326385.756 | 332913.4711 | 339571.7405 | 346363.1753 | 353290.4388 | 360356.2476 | 367563.3725 | 374914.64 | 382412.9328 | 390061.1914 | 397862.4153 | 405819.6636 | 413936.0569 | 422214.778 | 430659.0735
| # of Deferrals | Total Years of Deferrals
Low | 241 | 5302
Medium | 241 | 5302
High | 241 | 5302
Note on M1466: Tim Stanton: Values before 2021 are assumed to be zero
Note on M2686: Tim Stanton: Values before 2021 are assumed to be zero
Note on M3906: Tim Stanton: Values before 2021 are assumed to be zero

## Coincidence
Substation | Transformer | Peak Season | For Match | Coincidence Adjustment | Original data from R output: PVCoincidence_Tim.csv
ABSAROKEE | ABSAROKEE |  | None | #N/A | Substation | MW | PV | Count
ALBERTON | ALBERTON |  | None | #N/A | Bellrock | 48.1 | 0.24529 | 1
AMSTERDAM | AMSTERDAM |  | None | #N/A | Big Timber City | 4 | 0 | 1
ANACONDA CITY | ANACONDA CITY 3 |  | None | #N/A | Billings 8th Street | 51.2481 | 0.45674 | 1
ANACONDA CITY | ANACONDA CITY 4 |  | None | #N/A | Bozeman Westside | 29.31 | 0 | 1
AUGUSTA | AUGUSTA |  | None | #N/A | Butler Creek | 8 | 0.2516 | 81
BARBER | BARBER |  | None | #N/A | Colstrip | 10.9933 | 0.070143 | 1
BASIN | BASIN |  | None | #N/A | Cora | 4.4022 | 0.20226 | 1
BELGRADE | BELGRADE 1 |  | None | #N/A | East Gallatin Auto | 21 | 0.19869 | 14
BELGRADE | BELGRADE 2 |  | None | #N/A | East Helena | 20.85 | 0.40571 | 1
BELT | BELT |  | None | #N/A | Gardiner | 4.1833 | 0 | 1
BIG SANDY | BIG SANDY |  | None | #N/A | Harlowton | 14 | 0.10759 | 22
LONE MOUNTAIN | BIG SKY LONE MOUNTAIN BANK 1 |  | None | #N/A | Helena Valley | 29 | 0 | 3
LONE MOUNTAIN | BIG SKY LONE MOUNTAIN BANK 2 |  | None | #N/A | Industrial Park | 8 | 0 | 4
BIG SKY MEADOW | BIG SKY MEADOW VILLAGE |  | None | #N/A | King Ave | 20.4039 | 0.532 | 1
BIG TIMBER | BIG TIMBER |  | Big Timber City | #DIV/0! | LaDuke | 3.05 | 0.19927 | 1
BILLINGS 8TH ST. | BILLINGS 8TH ST. 1 |  | Billings 8th Street | 1.0152 | Landers Fork | 95.52 | 0.00069492 | 1
BILLINGS 8TH ST. | BILLINGS 8TH ST. 2 |  | Billings 8th Street | 1.0152 | Mammoth | 12.9067 | 0.017568 | 1
BILLINGS 8TH ST. | BILLINGS 8TH ST. 3 |  | Billings 8th Street | 1.0152 | Meadow Village | 14.855 | 0 | 1
BILLINGS BELLROCK | BILLINGS BELLROCK 1 |  | None | #N/A | Meridian | 10.4395 | 0.11812 | 1
BILLINGS BELLROCK | BILLINGS BELLROCK 2 |  | None | #N/A | Plains | 12 | 0.47973 | 2
BILLINGS EASTSIDE | BILLINGS EASTSIDE 3 |  | None | #N/A | Shiloh Road | 23 | 0 | 3
BILLINGS EASTSIDE | BILLINGS EASTSIDE 4 |  | None | #N/A | Sourdough | 15 | 0.05735 | 56
BILLINGS EASTSIDE | BILLINGS EASTSIDE 5 |  | None | #N/A | St Regis | 6.9 | 0 | 1
BILLINGS KING AVE | BILLINGS KING AVE. 1 |  | None | #N/A | White Sulphur Springs Southside | 1.9189 | 0.0061774 | 7
BILLINGS KING AVE | BILLINGS KING AVE. 2 |  | None | #N/A | Wicks Lane | 24.3167 | 0.33035 | 1
BILLINGS MERIDIAN | BILLINGS MERIDIAN BANK 1 |  | None | #N/A
BILLINGS MERIDIAN | BILLINGS MERIDIAN BANK 2 |  | None | #N/A
BILLINGS RIMROCK | BILLINGS RIMROCK |  | None | #N/A
BILLINGS STEAMPLANT | BILLINGS STEAMPLANT SWYD A |  | None | #N/A
BILLINGS STEAMPLANT | BILLINGS STEAMPLANT SWYD B |  | None | #N/A
BILLINGS WICKS LANE | BILLINGS WICKS LANE 1 |  | None | #N/A
BILLINGS WICKS LANE | BILLINGS WICKS LANE 2 |  | None | #N/A
BONNER | BONNER FDR 61 & 62 |  | None | #N/A
BOULDER | BOULDER |  | None | #N/A
BOX ELDER | BOX ELDER |  | None | #N/A
BOZEMAN EAST | BOZEMAN EAST GALLATIN 3 |  | None | #N/A
BOZEMAN EAST | BOZEMAN EAST GALLATIN 4 |  | None | #N/A
BOZEMAN SOURDOUGH | BOZEMAN SOURDOUGH #1 |  | None | #N/A
BOZEMAN SOUTHSIDE | BOZEMAN SOUTHSIDE 5 |  | None | #N/A
BOZEMAN SOUTHSIDE | BOZEMAN SOUTHSIDE 6 |  | None | #N/A
BOZEMAN WESTSIDE | BOZEMAN WESTSIDE BK1 |  | Bozeman Westside | #DIV/0!
BOZEMAN WESTSIDE | BOZEMAN WESTSIDE BK2 |  | Bozeman Westside | #DIV/0!
BRADY | BRADY |  | None | #N/A
BRIDGER | BRIDGER |  | None | #N/A
BROADVIEW CITY | BROADVIEW CITY |  | None | #N/A
BUTLER CREEK | BUTLER CREEK |  | Butler Creek | 0.55926
BUTTE CORA | BUTTE CORA |  | None | #N/A
BUTTE INDUSTRIAL PARK | BUTTE INDUSTRIAL PARK |  | None | #N/A
BUTTE MONTANA ST | BUTTE MONTANA ST. SWITCHYARD 1 |  | None | #N/A
BUTTE MONTANA ST | BUTTE MONTANA ST. SWITCHYARD 2 |  | None | #N/A
BUTTE MONTANA ST | BUTTE MONTANA ST. SWITCHYARD 3 |  | None | #N/A
BUTTE MONTANA ST | BUTTE MONTANA ST. SWITCHYARD 5 |  | None | #N/A
CANYON CREEK | CANYON CREEK |  | None | #N/A
CARTER | CARTER |  | None | #N/A
CHARLOS HEIGHTS | CHARLOS HEIGHTS |  | None | #N/A
CHESTER | CHESTER |  | None | #N/A
CHINOOK | CHINOOK |  | None | #N/A
CHOTEAU | CHOTEAU 1 |  | None | #N/A
CHOTEAU | CHOTEAU 2 |  | None | #N/A
CIRCLE BRIDGE | CIRCLE BRIDGE |  | None | #N/A
CITY SUB #1 | CITY SUB #1 |  | None | #N/A
CITY SUB #1 | CITY SUB #1 BNK 4 |  | None | #N/A
CLANCY | CLANCY |  | None | #N/A
COBBLESTONE | COBBLESTONE |  | None | #N/A
COLLINS | COLLINS |  | None | #N/A
COLSTRIP SWITCHYARD | COLSTRIP SWITCHYARD (TOWN) 1 |  | Colstrip | 0.15591
COLSTRIP SWITCHYARD | COLSTRIP SWITCHYARD (TOWN) 2 |  | Colstrip | #DIV/0!
CONRAD CITY | CONRAD CITY BNK 1 |  | None | #N/A
CONRAD CITY | CONRAD CITY BNK 2 |  | None | #N/A
CONRAD | CONRAD PUMP |  | None | #N/A
CORVALLIS | CORVALLIS |  | None | #N/A
CRAIG | CRAIG |  | None | #N/A
DARBY | DARBY 1 |  | None | #N/A
DARBY | DARBY 2 |  | None | #N/A
DEER LODGE CITY | DEER LODGE CITY |  | None | #N/A
DEER LODGE CITY | DEER LODGE CITY 25KV |  | None | #N/A
DENTON | DENTON |  | None | #N/A
DIAMOND | DIAMOND MATCH |  | None | #N/A
DILLON | DILLON AIRPORT |  | None | #N/A
DIVIDE | DIVIDE |  | None | #N/A
DODSON | DODSON |  | None | #N/A
DOWNER | DOWNER |  | None | #N/A
DRUMMOND | DRUMMOND CITY |  | None | #N/A
EAST BENCH | EAST BENCH |  | None | #N/A
EAST HELENA SWYD | EAST HELENA SWYD 1 |  | East Helena | 0.9018
EAST HELENA SWYD | EAST HELENA SWYD 4 |  | East Helena | #DIV/0!
ENNIS | ENNIS |  | None | #N/A
EUSTIS | EUSTIS |  | None | #N/A
FAIRFIELD | FAIRFIELD |  | None | #N/A
FAIRMONT | FAIRMONT |  | None | #N/A
FLORENCE | FLORENCE |  | None | #N/A
FORT BELKNAP | FORT BELKNAP |  | None | #N/A
FORT BENTON | FORT BENTON BNK 1 |  | None | #N/A
FORT BENTON | FORT BENTON BNK 2 |  | None | #N/A
FROMBERG | FROMBERG |  | None | #N/A
GAGE | GAGE |  | None | #N/A
GARDINER | GARDINER |  | Gardiner | #DIV/0!
GERALDINE | GERALDINE |  | None | #N/A
GILDFORD | GILDFORD |  | None | #N/A
GLASGOW | GLASGOW EASTSIDE |  | None | #N/A
GLASGOW WESTSIDE | GLASGOW WESTSIDE #1 |  | None | #N/A
GLASGOW WESTSIDE | GLASGOW WESTSIDE #2 |  | None | #N/A
GREAT FALLS CITY | GREAT FALLS CITY (NORTH BANK) |  | None | #N/A
GREAT FALLS CITY | GREAT FALLS CITY (SOUTH BANK) |  | None | #N/A
GREAT FALLS EASTSIDE | GREAT FALLS EASTSIDE 1 |  | None | #N/A
GREAT FALLS EASTSIDE | GREAT FALLS EASTSIDE 2 |  | None | #N/A
GREAT FALLS NORTHEAST | GREAT FALLS NORTHEAST |  | None | #N/A
GREAT FALLS NORTHWEST | GREAT FALLS NORTHWEST (EAST BANK) |  | None | #N/A
GREAT FALLS NORTHWEST | GREAT FALLS NORTHWEST (WEST BANK) |  | None | #N/A
GREAT FALLS RIVERVIEW | GREAT FALLS RIVERVIEW #1 |  | None | #N/A
GREAT FALLS RIVERVIEW | GREAT FALLS RIVERVIEW #2 |  | None | #N/A
GREAT FALLS SOUTHEAST | GREAT FALLS SOUTHEAST |  | None | #N/A
GREAT FALLS SOUTHWEST | GREAT FALLS SOUTHWEST |  | None | #N/A
GREY | GREY CLIFF |  | None | #N/A
GRIZZLY | GRIZZLY PEAK |  | None | #N/A
HAMILTON SOUTHSIDE | HAMILTON SOUTHSIDE 1 |  | None | #N/A
HAMILTON SOUTHSIDE | HAMILTON SOUTHSIDE 2 |  | None | #N/A
HARDIN | HARDIN CITY |  | None | #N/A
HARLEM | HARLEM |  | None | #N/A
HARLOWTON | HARLOWTON |  | Harlowton | #DIV/0!
HARRISON | HARRISON - PONY |  | None | #N/A
HAUGAN | HAUGAN |  | None | #N/A
HAUSER | HAUSER DIST |  | None | #N/A
HAVRE CITY | HAVRE CITY |  | None | #N/A
HAVRE CITY | HAVRE CITY EAST BANK 1 |  | None | #N/A
HAVRE CITY | HAVRE CITY WEST BANK 3 |  | None | #N/A
HAVRE EASTSIDE | HAVRE EASTSIDE |  | None | #N/A
HAVRE HIGHLAND | HAVRE HIGHLAND PARK |  | None | #N/A
HELENA EASTSIDE | HELENA EASTSIDE 1 |  | None | #N/A
HELENA GOLF COURSE | HELENA GOLF COURSE 1 |  | None | #N/A
HELENA GOLF COURSE | HELENA GOLF COURSE 2 |  | None | #N/A
HELENA SOUTHSIDE | HELENA SOUTHSIDE 1 |  | None | #N/A
HELENA SOUTHSIDE | HELENA SOUTHSIDE 2 |  | None | #N/A
HELENA VALLEY | HELENA VALLEY 1 |  | Helena Valley | #DIV/0!
HELENA VALLEY | HELENA VALLEY 2 |  | Helena Valley | #DIV/0!
HELENA WESTSIDE | HELENA WESTSIDE 1 |  | None | #N/A
HELENA WESTSIDE | HELENA WESTSIDE 2 |  | None | #N/A
HELENA WESTSIDE | HELENA WESTSIDE 3 |  | None | #N/A
HILLVIEW | HILLVIEW HEIGHTS #5 |  | None | #N/A
HINGHAM | HINGHAM |  | None | #N/A
HINSDALE | HINSDALE |  | None | #N/A
INDUSTRIAL SUB #3 | INDUSTRIAL SUB #3 - BANK 1 |  | Industrial Park | 0
INDUSTRIAL SUB #3 | INDUSTRIAL SUB #3 - BANK 2 |  | Industrial Park | #DIV/0!
INDUSTRIAL SUB #3 | INDUSTRIAL SUB #3 - BANK 3 |  | Industrial Park | 0
INVERNESS | INVERNESS |  | None | #N/A
IVANHOE | IVANHOE |  | None | #N/A
JACKRABBIT | JACK RABBIT 3 |  | None | #N/A
JIM | JIM COULEE |  | None | #N/A
JOPLIN | JOPLIN |  | None | #N/A
KINGSHILL | KINGSHILL |  | None | #N/A
KREMLIN | KREMLIN |  | None | #N/A
LADUKE | LADUKE |  | LaDuke | #DIV/0!
LANDERS | LANDERS FORK |  | Landers Fork | #DIV/0!
LAURIN | LAURIN |  | None | #N/A
LAVINA | LAVINA |  | None | #N/A
LAVINA | LAVINA PUMP |  | None | #N/A
LEWISTOWN #1 | LEWISTOWN #1 |  | None | #N/A
LEWISTOWN BOULEVARD | LEWISTOWN BOULEVARD 1 |  | None | #N/A
LEWISTOWN BOULEVARD | LEWISTOWN BOULEVARD 2 |  | None | #N/A
LIVINGSTON NORTHSIDE | LIVINGSTON NORTHSIDE |  | None | #N/A
LIVINGSTON WESTSIDE | LIVINGSTON WESTSIDE 1 |  | None | #N/A
LIVINGSTON WESTSIDE | LIVINGSTON WESTSIDE BNK 2 |  | None | #N/A
LOHMAN | LOHMAN |  | None | #N/A
LOLO | LOLO |  | None | #N/A
LOMA | LOMA |  | None | #N/A
LOWETH | LOWETH |  | None | #N/A
MADISON | MADISON VALLEY |  | None | #N/A
MALTA CITY | MALTA CITY BANK 1 |  | None | #N/A
MALTA EAST | MALTA EAST RURAL |  | None | #N/A
MANHATTAN | MANHATTAN |  | None | #N/A
MARTINSDALE | MARTINSDALE |  | None | #N/A
MELSTONE | MELSTONE |  | None | #N/A
MELVILLE | MELVILLE |  | None | #N/A
MISSION | MISSION |  | None | #N/A
MOCCASIN | MOCCASIN |  | None | #N/A
MONARCH | MONARCH |  | None | #N/A
MONTANA PHOSPHATE | MONTANA PHOSPHATE |  | None | #N/A
MOORE | MOORE |  | None | #N/A
MORONY | MORONY RURAL |  | None | #N/A
MUIR | MUIR |  | None | #N/A
MUSSELSHELL | MUSSELSHELL |  | None | #N/A
NASHUA | NASHUA |  | None | #N/A
NEWMONT | NEWMONT |  | None | #N/A
NIHILL | NIHILL |  | None | #N/A
PARK CITY | PARK CITY |  | None | #N/A
PATTERSON | PATTERSON |  | None | #N/A
PHILIPSBURG SOUTH | PHILIPSBURG SOUTH |  | None | #N/A
PLAINS | PLAINS |  | Plains | #DIV/0!
PORTAGE | PORTAGE |  | None | #N/A
POWER | POWER |  | None | #N/A
RAILWELDER | RAILWELDER |  | None | #N/A
RED LODGE NORTHSIDE | RED LODGE NORTHSIDE |  | None | #N/A
RENOVA | RENOVA |  | None | #N/A
RESERVE ST | RESERVE ST BANK 2 |  | None | #N/A
RIVERSIDE | RIVERSIDE |  | None | #N/A
ROCKVALE | ROCKVALE |  | None | #N/A
ROUNDUP | ROUNDUP BANK 2 |  | None | #N/A
ROUNDUP | ROUNDUP BANK 4 |  | None | #N/A
RUDYARD | RUDYARD |  | None | #N/A
RUSSELL STREET | RUSSELL STREET #2 BANK 1 |  | None | #N/A
RUSSELL STREET | RUSSELL STREET #2 BANK 2 |  | None | #N/A
RUSSELL STREET | RUSSELL STREET #2 BANK 3 |  | None | #N/A
RYEGATE | RYEGATE |  | None | #N/A
SACO | SACO |  | None | #N/A
SHERIDAN CITY | SHERIDAN CITY |  | None | #N/A
SHILOH | SHILOH |  | Shiloh Road | #DIV/0!
GFALLS SOUTHSIDE | SOUTHSIDE EAST BANK |  | None | #N/A
GFALLS SOUTHSIDE | SOUTHSIDE WEST BANK |  | None | #N/A
SPOKANE BENCH | SPOKANE BENCH |  | None | #N/A
SPRINGDALE PUMP | SPRINGDALE PUMP |  | None | #N/A
ST. REGIS | ST. REGIS |  | St Regis | #DIV/0!
STANFORD CITY | STANFORD CITY |  | None | #N/A
STEVENSVILLE | STEVENSVILLE |  | None | #N/A
STILLWATER | STILLWATER |  | None | #N/A
STOCKETT | STOCKETT |  | None | #N/A
STRAW | STRAW |  | None | #N/A
SUMATRA | SUMATRA |  | None | #N/A
SUPERIOR | SUPERIOR |  | None | #N/A
TARGET RANGE | TARGET RANGE #7 - 1 |  | None | #N/A
TARGET RANGE | TARGET RANGE #7 - 2 |  | None | #N/A
THOMPSON FALLS | THOMPSON FALLS CITY |  | None | #N/A
TODD | TODD |  | None | #N/A
TOSTON | TOSTON |  | None | #N/A
TOWNSEND | TOWNSEND |  | None | #N/A
TUNIS | TUNIS SUB |  | None | #N/A
TWIN BRIDGES | TWIN BRIDGES |  | None | #N/A
TWO DOT | TWO DOT |  | None | #N/A
ULM | ULM |  | None | #N/A
UTICA PUMP | UTICA PUMP |  | None | #N/A
VALIER | VALIER |  | None | #N/A
VALIER - WILLIAMS | VALIER - WILLIAMS |  | None | #N/A
VALIER-BULLHEAD | VALIER-BULLHEAD |  | None | #N/A
VAUGHN | VAUGHN |  | None | #N/A
VIRGINIA | VIRGINIA CITY |  | None | #N/A
WAYNE PUMP | WAYNE PUMP |  | None | #N/A
WHITEHALL | WHITEHALL |  | None | #N/A
WILLOW CREEK | WILLOW CREEK |  | None | #N/A
WINDHAM | WINDHAM |  | None | #N/A
WOLF | WOLF CREEK |  | None | #N/A
ZURICH | ZURICH |  | None | #N/A

## T&D Example Graph (hidden)
HARLOWTON | 2017 | 2018 | 2019 | 2020 | 2021 | 2022 | 2023 | 2024 | 2025 | 2026 | 2027 | 2028 | 2029 | 2030 | 2031 | 2032 | 2033 | 2034 | 2035 | 2036 | 2037 | 2038 | 2039 | 2040 | 2041 | 2042
Peak Load w/o Solar | 0 | 0 | 0 | 0 | 0 | 0 | 0 | 0 | 0 | 0 | 0 | 0 | 0 | 0 | 0 | 0 | 0 | 0 | 0 | 0 | 0 | 0 | 0 | 0 | 0 | 0
Nameplate | 2500 | 2500 | 2500 | 2500 | 2500 | 2500 | 2500 | 2500 | 2500 | 2500 | 2500 | 2500 | 2500 | 2500 | 2500 | 2500 | 2500 | 2500 | 2500 | 2500 | 2500 | 2500 | 2500 | 2500 | 2500 | 2500
Effective Nameplate w/ Margin | 2250 | 2250 | 2250 | 2250 | 2250 | 2250 | 2250 | 2250 | 2250 | 2250 | 2250 | 2250 | 2250 | 2250 | 2250 | 2250 | 2250 | 2250 | 2250 | 2250 | 2250 | 2250 | 2250 | 2250 | 2250 | 2250
Peak Load w/ Solar | 0 | 0 | 0 | 0 | 0 | 0 | 0 | 0 | 0 | 0 | 0 | 0 | 0 | 0 | 0 | 0 | 0 | 0 | 0 | 0 | 0 | 0 | 0 | 0 | 0 | 0

## Transformer Loading
Data from "Navigant Data Request Rev 2- Distribution Subs.xlsx" | [7 empty] | 2042
Substation | Transformer | Nameplate | Peak 2017 Loading | Minimum 2017 Loading (10AM-2PM) | Peak % Loaded in 2017 | Growth | Notes | Peak 2042 Loading
ABSAROKEE | ABSAROKEE | 6250
ALBERTON | ALBERTON | 2500
AMSTERDAM | AMSTERDAM | 5500
ANACONDA CITY | ANACONDA CITY 3 | 10000
ANACONDA CITY | ANACONDA CITY 4 | 10000
AUGUSTA | AUGUSTA | 1500
BARBER | BARBER | 750
BASIN | BASIN | 750
BELGRADE | BELGRADE 2 | 20000
BELGRADE | BELGRADE 1 | 20000
BELT | BELT | 5000
BIG SANDY | BIG SANDY | 2500
BIG SKY MEADOW | BIG SKY MEADOW VILLAGE | 25000
BIG TIMBER | BIG TIMBER | 6250
BILLINGS 8TH ST. | BILLINGS 8TH ST. 2 | 42000
BILLINGS 8TH ST. | BILLINGS 8TH ST. 3 | 42000
BILLINGS 8TH ST. | BILLINGS 8TH ST. 1 | 42000
BILLINGS BELLROCK | BILLINGS BELLROCK 1 | 42000
BILLINGS BELLROCK | BILLINGS BELLROCK 2 | 42000
BILLINGS EASTSIDE | BILLINGS EASTSIDE 5 | 20000
BILLINGS EASTSIDE | BILLINGS EASTSIDE 3 | 20000
BILLINGS EASTSIDE | BILLINGS EASTSIDE 4 | 20000
BILLINGS KING AVE | BILLINGS KING AVE. 1 | 20000
BILLINGS KING AVE | BILLINGS KING AVE. 2 | 20000
BILLINGS MERIDIAN | BILLINGS MERIDIAN BANK 1 | 20000
BILLINGS MERIDIAN | BILLINGS MERIDIAN BANK 2 | 20000
BILLINGS RIMROCK | BILLINGS RIMROCK | 20000
BILLINGS STEAMPLANT | BILLINGS STEAMPLANT SWYD B | 20000
BILLINGS STEAMPLANT | BILLINGS STEAMPLANT SWYD A | 20000
BILLINGS WICKS LANE | BILLINGS WICKS LANE 2 | 25000
BILLINGS WICKS LANE | BILLINGS WICKS LANE 1 | 25000
BONNER FDR | BONNER FDR 61 & 62 | 20000
BOULDER | BOULDER | 5000
BOX | BOX ELDER | 1000
BOZEMAN EAST | BOZEMAN EAST GALLATIN 3 | 10000
BOZEMAN EAST | BOZEMAN EAST GALLATIN 4 | 20000
BOZEMAN SOURDOUGH | BOZEMAN SOURDOUGH #1 | 20000
BOZEMAN SOUTHSIDE | BOZEMAN SOUTHSIDE 6 | 20000
BOZEMAN SOUTHSIDE | BOZEMAN SOUTHSIDE 5 | 20000
BOZEMAN WESTSIDE | BOZEMAN WESTSIDE BK1 | 20000
BOZEMAN WESTSIDE | BOZEMAN WESTSIDE BK2 | 42000
BRADY | BRADY | 1000
BRIDGER | BRIDGER | 12500
BROADVIEW | BROADVIEW CITY | 2000
BUTLER | BUTLER CREEK | 20000
BUTTE CORA | BUTTE CORA | 20000
BUTTE INDUSTRIAL PARK | BUTTE INDUSTRIAL PARK | 10000
BUTTE MONTANA ST | BUTTE MONTANA ST. SWITCHYARD 5 | 12500
BUTTE MONTANA ST | BUTTE MONTANA ST. SWITCHYARD 2 | 6240
BUTTE MONTANA ST | BUTTE MONTANA ST. SWITCHYARD 1 | 6240
BUTTE MONTANA ST | BUTTE MONTANA ST. SWITCHYARD 3 | 25000
CANYON | CANYON CREEK | 10000
CARTER | CARTER | 2500
CHARLOS | CHARLOS HEIGHTS | 3750
CHESTER | CHESTER | 4995
CHINOOK | CHINOOK | 5000
CHOTEAU | CHOTEAU 2 | 5000
CHOTEAU | CHOTEAU 1 | 2500
CIRCLE | CIRCLE BRIDGE | 1500
CITY SUB #1 | CITY SUB #1 BNK 4 | 20000
CITY SUB #1 | CITY SUB #1 | 20000
CLANCY | CLANCY | 6220
COBBLESTONE | COBBLESTONE | 5000
COLLINS | COLLINS | 2500
COLSTRIP SWITCHYARD | COLSTRIP SWITCHYARD (TOWN) 2 | 20000
COLSTRIP SWITCHYARD | COLSTRIP SWITCHYARD (TOWN) 1 | 20000
CONRAD | CONRAD PUMP | 9375
CONRAD CITY | CONRAD CITY BNK 2 | 6250
CONRAD CITY | CONRAD CITY BNK 1 | 3750
CORVALLIS | CORVALLIS | 5000
CRAIG | CRAIG | 4992
DARBY | DARBY 2 | 6250
DARBY | DARBY 1 | 6250
DEER LODGE CITY | DEER LODGE CITY | 3000
DEER LODGE CITY | DEER LODGE CITY 25KV | 20000
DENTON | DENTON | 2500
DIAMOND | DIAMOND MATCH | 2500
DILLON | DILLON AIRPORT | 2500
DIVIDE | DIVIDE | 4992
DODSON | DODSON | 1002
DOWNER | DOWNER | 2500
DRUMMOND | DRUMMOND CITY | 6250
EAST BENCH | EAST BENCH | 2500
EAST HELENA SWYD | EAST HELENA SWYD 4 | 20000
EAST HELENA SWYD | EAST HELENA SWYD 1 | 12500
ENNIS | ENNIS | 10000
EUSTIS | EUSTIS | 3000
FAIRFIELD | FAIRFIELD | 3000
FAIRMONT | FAIRMONT | 5000
FLORENCE | FLORENCE | 2500
FORT BELKNAP | FORT BELKNAP | 2496
FORT BENTON | FORT BENTON BNK 2 | 6250
FORT BENTON | FORT BENTON BNK 1 | 5000
FROMBERG | FROMBERG | 2500
GAGE | GAGE | 2333
GARDINER | GARDINER | 5000
GERALDINE | GERALDINE | 1998
GFALLS SOUTHSIDE | SOUTHSIDE WEST BANK | 20000
GFALLS SOUTHSIDE | SOUTHSIDE EAST BANK | 20000
GILDFORD | GILDFORD | 500
GLASGOW | GLASGOW EASTSIDE | 6250
GLASGOW WESTSIDE | GLASGOW WESTSIDE #2 | 6250
GLASGOW WESTSIDE | GLASGOW WESTSIDE #1 | 6250
GREAT FALLS CITY | GREAT FALLS CITY (NORTH BANK) | 20000
GREAT FALLS CITY | GREAT FALLS CITY (SOUTH BANK) | 20000
GREAT FALLS EASTSIDE | GREAT FALLS EASTSIDE 1 | 12500
GREAT FALLS EASTSIDE | GREAT FALLS EASTSIDE 2 | 12500
GREAT FALLS NORTHEAST | GREAT FALLS NORTHEAST | 20000
GREAT FALLS NORTHWEST | GREAT FALLS NORTHWEST (EAST BANK) | 20000
GREAT FALLS NORTHWEST | GREAT FALLS NORTHWEST (WEST BANK) | 20000
GREAT FALLS RIVERVIEW | GREAT FALLS RIVERVIEW #1 | 20000
GREAT FALLS RIVERVIEW | GREAT FALLS RIVERVIEW #2 | 25000
GREAT FALLS SOUTHEAST | GREAT FALLS SOUTHEAST | 42000
GREAT FALLS SOUTHWEST | GREAT FALLS SOUTHWEST | 20000
GREY | GREY CLIFF | 1800
GRIZZLY | GRIZZLY PEAK | 5000
HAMILTON SOUTHSIDE | HAMILTON SOUTHSIDE 2 | 20000
HAMILTON SOUTHSIDE | HAMILTON SOUTHSIDE 1 | 20000
HARDIN | HARDIN CITY | 20000
HARLEM | HARLEM | 5600
HARLOWTON | HARLOWTON | 2500
HARRISON | HARRISON - PONY | 2496
HAUGAN | HAUGAN | 1500
HAUSER | HAUSER DIST | 4998
HAVRE CITY | HAVRE CITY EAST BANK 1 | 6250
HAVRE CITY | HAVRE CITY WEST BANK 3 | 6250
HAVRE CITY | HAVRE CITY | 9375
HAVRE EASTSIDE | HAVRE EASTSIDE | 12500
HAVRE HIGHLAND | HAVRE HIGHLAND PARK | 10500
HELENA EASTSIDE | HELENA EASTSIDE 1 | 20000
HELENA GOLF COURSE | HELENA GOLF COURSE 2 | 42000
HELENA GOLF COURSE | HELENA GOLF COURSE 1 | 20000
HELENA SOUTHSIDE | HELENA SOUTHSIDE 2 | 20000
HELENA SOUTHSIDE | HELENA SOUTHSIDE 1 | 20000
HELENA VALLEY | HELENA VALLEY 1 | 12500
HELENA VALLEY | HELENA VALLEY 2 | 20000
HELENA WESTSIDE | HELENA WESTSIDE 2 | 12528
HELENA WESTSIDE | HELENA WESTSIDE 1 | 6240
HELENA WESTSIDE | HELENA WESTSIDE 3 | 12500
HILLVIEW | HILLVIEW HEIGHTS #5 | 20000
HINGHAM | HINGHAM | 1000
HINSDALE | HINSDALE | 600
INDUSTRIAL SUB #3 | INDUSTRIAL SUB #3 - BANK 2 | 20000
INDUSTRIAL SUB #3 | INDUSTRIAL SUB #3 - BANK 1 | 20000
INDUSTRIAL SUB #3 | INDUSTRIAL SUB #3 - BANK 3 | 20000
INVERNESS | INVERNESS | 1500
IVANHOE | IVANHOE | 18000
JACK | JACK RABBIT 3 | 22400
JIM | JIM COULEE | 5000
JOPLIN | JOPLIN | 750
KINGSHILL | KINGSHILL | 600
KREMLIN | KREMLIN | 600
LADUKE | LADUKE | 2500
LANDERS | LANDERS FORK | 12504
LAURIN | LAURIN | 5000
LAVINA | LAVINA PUMP | 9375
LAVINA | LAVINA | 5000
LEWISTOWN #1 | LEWISTOWN #1 | 5000
LEWISTOWN BOULEVARD | LEWISTOWN BOULEVARD 2 | 5000
LEWISTOWN BOULEVARD | LEWISTOWN BOULEVARD 1 | 7500
LIVINGSTON | LIVINGSTON NORTHSIDE | 5000
LIVINGSTON WESTSIDE | LIVINGSTON WESTSIDE 1 | 12000
LIVINGSTON WESTSIDE | LIVINGSTON WESTSIDE BNK 2 | 12500
LOHMAN | LOHMAN | 2498.4
LOLO | LOLO | 20000
LOMA | LOMA | 2500
LONE MOUNTAIN | BIG SKY LONE MOUNTAIN BANK 2 | 42000
LONE MOUNTAIN | BIG SKY LONE MOUNTAIN BANK 1 | 42000
LOWETH | LOWETH | 6240
MADISON | MADISON VALLEY | 2500
MALTA CITY | MALTA CITY BANK 1 | 5000
MALTA EAST | MALTA EAST RURAL | 750
MANHATTAN | MANHATTAN | 12500
MARTINSDALE | MARTINSDALE | 3000
MELSTONE | MELSTONE | 3000
MELVILLE | MELVILLE | 2500
MISSION | MISSION | 5616
MOCCASIN | MOCCASIN | 1800
MONARCH | MONARCH | 2502
MONTANA PHOSPHATE | MONTANA PHOSPHATE | 6250
MOORE | MOORE | 2000
MORONY | MORONY RURAL | 1000
MUIR | MUIR | 3750
MUSSELSHELL | MUSSELSHELL | 7500
NASHUA | NASHUA | 1000
NEWMONT | NEWMONT | 3000
NIHILL | NIHILL | 1000
PARK | PARK CITY | 2000
PATTERSON | PATTERSON | 12500
PHILIPSBURG | PHILIPSBURG SOUTH | 14000
PLAINS | PLAINS | 28000
PORTAGE | PORTAGE | 1000
POWER | POWER | 2000
RAILWELDER | RAILWELDER | 5000
RED LODGE | RED LODGE NORTHSIDE | 12500
RENOVA | RENOVA | 3125
RESERVE ST | RESERVE ST BANK 2 | 25000
RIVERSIDE | RIVERSIDE | 12500
ROCKVALE | ROCKVALE | 3125
ROUNDUP | ROUNDUP BANK 4 | 3750
ROUNDUP | ROUNDUP BANK 2 | 5000
RUDYARD | RUDYARD | 1500
RUSSELL STREET | RUSSELL STREET #2 BANK 2 | 20000
RUSSELL STREET | RUSSELL STREET #2 BANK 1 | 20000
RUSSELL STREET | RUSSELL STREET #2 BANK 3 | 20000
RYEGATE | RYEGATE | 1000
SACO | SACO | 999
SHERIDAN | SHERIDAN CITY | 5000
SHILOH | SHILOH | 50000
SPOKANE | SPOKANE BENCH | 6250
SPRINGDALE | SPRINGDALE PUMP | 3750
ST. REGIS | ST. REGIS | 7000
STANFORD | STANFORD CITY | 5000
STEVENSVILLE | STEVENSVILLE | 25000
STILLWATER | STILLWATER | 35000
STOCKETT | STOCKETT | 2500
STRAW | STRAW | 2000
SUMATRA | SUMATRA | 5000
SUPERIOR | SUPERIOR | 5000
TARGET RANGE | TARGET RANGE #7 - 1 | 20000
TARGET RANGE | TARGET RANGE #7 - 2 | 20000
THOMPSON FALLS | THOMPSON FALLS CITY | 20000
TODD | TODD | 7500
TOSTON | TOSTON | 6250
TOWNSEND | TOWNSEND | 20000
TUNIS | TUNIS SUB | 6250
TWIN BRIDGES | TWIN BRIDGES | 3000
TWO DOT | TWO DOT | 1000
ULM | ULM | 10000
UTICA | UTICA PUMP | 9375
VALIER | VALIER | 1500
VALIER - WILLIAMS | VALIER - WILLIAMS | 14000
VALIER-BULLHEAD | VALIER-BULLHEAD | 3000
VAUGHN | VAUGHN | 5000
VIRGINIA | VIRGINIA CITY | 2500
WAYNE | WAYNE PUMP | 9375
WHITEHALL | WHITEHALL | 5000
WILLOW CREEK | WILLOW CREEK | 2500
WINDHAM | WINDHAM | 1000
WOLF | WOLF CREEK | 4992
ZURICH | ZURICH | 1503

## Substation Customer Split
From Brian Oldfield's analysis, SummaryForTim.csv.
Substation Name | TotalXformerMVA | Choice-Commercial | Choice-Irrigation | Choice-Lighting | Choice-Residential | Non-Choice-Commercial | Non-Choice-Irrigation | Non-Choice-Lighting | Non-Choice-Other | Non-Choice-Residential
CUT BANK PUMP | 10
DUTTON | 8.4
BARRETTS MINERALS | 12.5
BUFFALO JUMP | 0.15
RAMSAY PUMP | 14
EXXON | 90.25
JENSEN | 0.3
ROUNDUP PUMP | 2.5
MONTANA TALC | 6.25
RAYNESFORD | 0.5
UTICA RURAL | 4.687
HUNTERS | 1
CONTINENTAL DRIVE | 20
LAUREL | 40
COLUMBUS | 8.625
THREE FORKS SOUTH | 20
BILLINGS CITY | 83.67
BONNER FDR | 40
RIVERVIEW | 45
JUDITH GAP CITY | 0.75
BELT | 5
HELENA SOUTHSIDE | 40
BILLINGS EASTSIDE | 60
GREAT FALLS NORTHEAST | 22.4
GREAT FALLS EASTSIDE | 22.5
MISSOULA INDUSTRIAL | 62.4
STRAW | 2
GREAT FALLS SOUTHEAST | 41.667
CONRAD CITY | 9.375
GFALLS SOUTHSIDE | 40
THOMPSON FALLS CITY | 20
BOZEMAN SOUTHSIDE | 40
MADISON | 2.5
GREAT FALLS CITY | 40
CHOTEAU | 8.1
PHILLIPSBURG | 5.5
GREAT FALLS NORTHWEST | 40
GREAT FALLS SOUTHWEST | 20
HELENA EASTSIDE | 20
STEAM PLANT | 40
HAVRE EASTSIDE | 12.5
LIVINGSTON NORTHSIDE | 5.9
MONTANA STREET | 29.5
MANHATTAN | 12.5
FORT BENTON | 11.25
ARROW CREEK | 0.05
MORONY | 1
FORT BELKNAP | 3.125
PACIFIC STREET | 7.5
NASHUA | 1
DODSON | 1
SACO | 1
RUDYARD | 1.75
INVERNESS | 1.5
HARLEM | 8.1
CATTLELAND | 0.15
GILDFORD | 0.75
BOX | 1
BRADY | 1
GLASGOW WESTSIDE | 12.5
MONTANA PHOSPHATE | 6.25
KREMLIN | 0.75
CHROME JUNCTION | 0.075
GERALDINE | 2
CORA | 22.4
CHINOOK | 6.25
MALTA CITY | 12.75
LOMA | 3.125
SALTESE | 0.75
HINSDALE | 0.75
DIAMOND | 2.5
TAMPICO | 0.6
VALIER WILLIAMS | 14
FAIRFIELD | 3
DENTON | 2.5
FAIRMONT | 5
ROUNDUP AUTO | 8.75
GLASGOW AIR FORCE BASE | 0.75
FOSTER CREEK | 1.5
GLASGOW EASTSIDE | 5
LOHMAN | 3.1
HARDIN | 20
MOCCASIN | 1.8
BOULDER | 5
RIMROCK | 20
PARK | 2
SAVOY | 0.5
HAVRE CITY | 28.125
MUSSELSHELL | 0.75
BIG SANDY | 3.125
HARLOWTON | 2.5
MONARCH | 2.5
RYEGATE | 1
CHESTER | 5.6
HINGHAM | 0.75
FLORENCE | 2.5
BIG TIMBER | 6.25
HAVRE HIGHLAND | 10.5
VAUGHN | 5
AUGUSTA | 1.5
PORTAGE | 1.12
BASIN | 0.84
HOLTER WOLF CREEK | 2.8
ABSAROKEE | 6.25
LAVINA | 1.667
STANFORD CITY | 2.3
LEWISTOWN BOULEVARD | 13.75
FROMBERG | 3.1
ZURICH | 1.5
DOWNER | 2.5
GEYSER | 0.5
INDUSTRIAL SUB #3 | 10
CARTER | 2.5
MALTA EAST | 0.75
MISSION | 5.6
BILLINGS 8TH ST. | 126
WAGNER | 0.5
CRAIG | 5
ELLISTON | 2.8
KINGSHILL | 0.6
CONRAD PUMP | 9.375
STOCKETT | 3.125
SUPERIOR | 5
BRIDGER | 15
EAST HELENA SWYD | 32.5
TWIN BRIDGES | 3
MISSOULA CITY | 40
BELLROCK | 84
BROADVIEW | 2
WHITE SULPHUR SPRINGS SOUTHSIDE | 6.25
HAUGAN | 1.5
LANDERS | 12.5
MOORE | 1.5
RUSSELL STREET | 60
DILLON | 18.75
ALBERTON | 3.125
HARRISON | 2.5
MERIDIAN | 40
SHAWMUT | 0.375
POWER | 2.3
REED POINT | 2.5
GREY | 1.75
STEVENSVILLE TEMP | 3.125
CHICO | 0.225
LOLO | 12.5
PLAINS | 16.8
HAUSER | 5
DEER LODGE CITY | 19
ULM | 12.5
WINDHAM | 1
HELENA WESTSIDE | 31.25
VIRGINIA CITY | 3.5
BUTLER | 20
WICKS LANE | 50
RENOVA AUTO | 3.125
TARGET RANGE | 40
CANYON CREEK | 10
SHERIDAN CITY | 12.5
TOWNSEND | 20
HELENA VALLEY | 31.2
CLANCY | 6.25
LIVINGSTON WESTSIDE | 10
KING AVE | 40
CORVALLIS | 6.25
DARBY | 13.2
MELSTONE | 3
JOHNSON LANE | 7.5
SPOKANE BENCH | 6.25
STEVENSVILLE CITY | 6.25
BARBER | 0.75
BOZEMAN WESTSIDE | 62
LEWISTOWN | 5
MARTINSDALE | 3.75
HAMILTON SOUTHSIDE | 40
SHILOH ROAD | 41.7
ANACONDA CITY | 20
COLSTRIP SWITCHYARD | 40
MELVILLE | 2.5
ST REGIS | 6.25
VICTOR | 7
LAURIN | 5
TWO DOT | 1
ENNIS | 12.5
LIVINGSTON | 5
BELGRADE | 40
MT STATES MINE | 1.725
TUNIS | 5000
LOWETH | 6.25
WHITEHALL | 6.25
WILLOW CREEK | 2.5
AMSTERDAM | 5
EUSTIS | 2.5
PATTERSON | 12.5
CUSHMAN PUMP | 0.15
EAST GALLATIN AUTO | 30
RED LODGE | 12.5
CHARLOS | 3.75
RIVERSIDE | 12.5
E & W | 0.75
HILLVIEW HEIGHTS | 20
JACK | 20
CIRCLE | 1.5
MEADOW VILLAGE | 25
ROCKVALE | 3.125
IVANHOE | 1.5
ADEL-SIEBEN | 1.5
DIVIDE | 5.5
MAMMOTH | 3.5
SOURDOUGH | 20
EAST BENCH | 3.5
MUIR | 4.68
GARDINER | 5
LADUKE | 2.5
TOSTON | 12.5
PONDERA OIL FIELD | 1.5
DILLON AIRPORT | 2.5
EAST ROSEBUD | 0.333
COBBLESTONE | 5
TAFT | 2.6
SUMATRA | 5
SARPY CREEK AUTO | 0.01
BN HOT BOX | 0.05
CANYON | 2.5
COLLINS | 3
DARNUTZER | 0.3
DELGER | 0.15
DOYLE | 0.75
DRY CREEK | 0.75
FEELY HILL | 3
GAGE | 2.5
GOLDEN | 1
GRANT VILLAGE | 7.5
GRIZZLY | 5
HANOVER | 1.5
HAYHOOK | 0.3
INDIAN CREEK | 0.167
JIM | 5
KEEFER EKLUND | 1
LAKE | 2.5
LEWISTOWN RADAR BASE | 1.15
LITTLE WALL | 0.5
MADISON JUNCTION | 0.75
MARIAS RIVER PUMP | 1
MCKAY | 0.75
MERINO | 0.3
MONTANA TUNNELS | 22
NEWMONT | 3.75
NIHILL | 0.1
NORRIS JUNCTION | 0.75
O'HARA | 0.1
OLD FAITHFUL | 2.5
PIERCE GODDARD | 0.75
PIERCE PUMP | 0.15
POINT OF ROCKS | 0.25
PRYOR CREEK | 0.75
RAILWELDER | 5
ROSSFORK | 1.5
SANNES | 1
SCHUERON | 0.075
STILLWATER | 35
TODD | 1
WINNECOOK | 0.15
YELLOWSTONE PIPELINE | 11

## Nameplate by Substation
[8 empty] | Low | Low | Low | Low | Low | Low | Low | Low | Low | Low | Low | Low | Low | Low | Low | Low | Low | Low | Low | Low | Low | Low | Low | Low | Low | Low | Medium | Medium | Medium | Medium | Medium | Medium | Medium | Medium | Medium | Medium | Medium | Medium | Medium | Medium | Medium | Medium | Medium | Medium | Medium | Medium | Medium | Medium | Medium | Medium | Medium | Medium | High | High | High | High | High | High | High | High | High | High | High | High | High | High | High | High | High | High | High | High | High | High | High | High | High | High
Substation | Transformer | Nameplate | Peak 2017 Loading | Growth | Fraction of Applicable NEM Load | Absolute Applicable NEM Load | Weighting Factor | 2017 | 2018 | 2019 | 2020 | 2021 | 2022 | 2023 | 2024 | 2025 | 2026 | 2027 | 2028 | 2029 | 2030 | 2031 | 2032 | 2033 | 2034 | 2035 | 2036 | 2037 | 2038 | 2039 | 2040 | 2041 | 2042 | 2017 | 2018 | 2019 | 2020 | 2021 | 2022 | 2023 | 2024 | 2025 | 2026 | 2027 | 2028 | 2029 | 2030 | 2031 | 2032 | 2033 | 2034 | 2035 | 2036 | 2037 | 2038 | 2039 | 2040 | 2041 | 2042 | 2017 | 2018 | 2019 | 2020 | 2021 | 2022 | 2023 | 2024 | 2025 | 2026 | 2027 | 2028 | 2029 | 2030 | 2031 | 2032 | 2033 | 2034 | 2035 | 2036 | 2037 | 2038 | 2039 | 2040 | 2041 | 2042
ABSAROKEE | ABSAROKEE | 6250 |  |  | 0.9862 | 3868.8626 | 0.3527% | 41.1149 | 57.7228 | 78.0591 | 101.9566 | 128.8506 | 159.5918 | 194.3424 | 234.5881 | 282.6989 | 336.1411 | 395.5788 | 453.8249 | 502.305 | 546.0278 | 588.0577 | 625.5789 | 656.5854 | 681.7637 | 700.272 | 714.6899 | 727.4991 | 738.0916 | 746.3878 | 753.2838 | 759.7403 | 765.4625 | 41.1149 | 66.7822 | 110.2101 | 166.0244 | 235.6133 | 310.2899 | 381.5426 | 450.4426 | 514.8287 | 575.9192 | 635.7294 | 689.684 | 732.2571 | 768.4252 | 801.6022 | 830.8604 | 856.1772 | 878.2523 | 897.1817 | 914.7406 | 932.9342 | 951.122 | 969.9317 | 987.5642 | 1001.6769 | 1014.5718 | 41.1149 | 75.8415 | 142.361 | 230.0922 | 342.3761 | 460.988 | 568.7427 | 666.2972 | 746.9585 | 815.6973 | 875.8799 | 925.5431 | 962.2092 | 990.8226 | 1015.1468 | 1036.1419 | 1055.7689 | 1074.7409 | 1094.0914 | 1114.7912 | 1138.3692 | 1164.1524 | 1193.4757 | 1221.8445 | 1243.6135 | 1263.6812
ALBERTON | ALBERTON | 2500 |  |  | 0.9874 | 2873.334 | 0.2619% | 30.5353 | 42.8697 | 57.9731 | 75.7213 | 95.695 | 118.5259 | 144.3346 | 174.2243 | 209.9553 | 249.6459 | 293.7892 | 337.0475 | 373.0528 | 405.5249 | 436.7398 | 464.6061 | 487.6341 | 506.3336 | 520.0793 | 530.7872 | 540.3004 | 548.1672 | 554.3286 | 559.4502 | 564.2454 | 568.4951 | 30.5353 | 49.5979 | 81.851 | 123.3033 | 174.9857 | 230.4467 | 283.3647 | 334.5356 | 382.3539 | 427.7248 | 472.1447 | 512.2158 | 543.8341 | 570.6954 | 595.3354 | 617.065 | 635.8672 | 652.2621 | 666.3206 | 679.3612 | 692.8733 | 706.3811 | 720.3507 | 733.446 | 743.9273 | 753.5041 | 30.5353 | 56.3261 | 105.729 | 170.8853 | 254.2765 | 342.3674 | 422.3949 | 494.8468 | 554.7525 | 605.8036 | 650.5001 | 687.3841 | 714.6153 | 735.8659 | 753.9311 | 769.5238 | 784.1004 | 798.1906 | 812.5618 | 827.9352 | 845.4461 | 864.5949 | 886.3728 | 907.4417 | 923.6092 | 938.5131
AMSTERDAM | AMSTERDAM | 5500 |  |  | 0.8308 | 4360.8692 | 0.3976% | 46.3436 | 65.0635 | 87.986 | 114.9225 | 145.2366 | 179.8872 | 219.0571 | 264.4209 | 318.6499 | 378.8885 | 445.8849 | 511.5382 | 566.1836 | 615.4666 | 662.8415 | 705.1344 | 740.084 | 768.4642 | 789.3262 | 805.5776 | 820.0158 | 831.9554 | 841.3065 | 849.0796 | 856.3572 | 862.807 | 46.3436 | 75.2749 | 124.2256 | 187.1379 | 265.5765 | 349.7497 | 430.0637 | 507.7258 | 580.2999 | 649.1594 | 716.5756 | 777.3917 | 825.3789 | 866.1465 | 903.5427 | 936.5217 | 965.058 | 989.9404 | 1011.2771 | 1031.0689 | 1051.5762 | 1072.077 | 1093.2788 | 1113.1536 | 1129.061 | 1143.5958 | 46.3436 | 85.4863 | 160.4652 | 259.3533 | 385.9163 | 519.6122 | 641.0702 | 751.0308 | 841.9499 | 919.4303 | 987.2664 | 1043.2452 | 1084.5741 | 1116.8263 | 1144.2439 | 1167.909 | 1190.0319 | 1211.4166 | 1233.228 | 1256.5602 | 1283.1366 | 1312.1987 | 1345.2511 | 1377.2275 | 1401.7649 | 1424.3846
ANACONDA CITY | ANACONDA CITY 3 | 10000 |  |  | 0.9713 | 7219.6729 | 0.6582% | 76.7245 | 107.7164 | 145.6659 | 190.2609 | 240.4477 | 297.8137 | 362.6618 | 437.7642 | 527.5435 | 627.272 | 738.1885 | 846.8812 | 937.3499 | 1018.9408 | 1097.3727 | 1167.391 | 1225.2521 | 1272.2373 | 1306.7755 | 1333.6807 | 1357.5839 | 1377.3505 | 1392.832 | 1405.7007 | 1417.7492 | 1428.4272 | 76.7245 | 124.622 | 205.6627 | 309.8177 | 439.6773 | 579.031 | 711.9954 | 840.5697 | 960.7203 | 1074.7212 | 1186.3327 | 1287.0172 | 1366.4628 | 1433.9559 | 1495.8675 | 1550.4662 | 1597.7097 | 1638.904 | 1674.2281 | 1706.9946 | 1740.9456 | 1774.886 | 1809.9867 | 1842.8905 | 1869.2263 | 1893.2894 | 76.7245 | 141.5276 | 265.6595 | 429.3745 | 638.907 | 860.2483 | 1061.329 | 1243.3752 | 1393.8971 | 1522.1703 | 1634.4769 | 1727.1533 | 1795.5756 | 1848.971 | 1894.3624 | 1933.5413 | 1970.1672 | 2005.5708 | 2041.6807 | 2080.3086 | 2124.3073 | 2172.4214 | 2227.1415 | 2280.0804 | 2320.7034 | 2358.1516
ANACONDA CITY | ANACONDA CITY 4 | 10000 |  |  | 0.9713 | 5576.2333 | 0.5084% | 59.2594 | 83.1965 | 112.5074 | 146.9511 | 185.7137 | 230.0214 | 280.1078 | 338.1144 | 407.4569 | 484.4838 | 570.152 | 654.1026 | 723.9777 | 786.9957 | 847.5738 | 901.6537 | 946.3437 | 982.6334 | 1009.3096 | 1030.0902 | 1048.5523 | 1063.8194 | 1075.7767 | 1085.7161 | 1095.0219 | 1103.2693 | 59.2594 | 96.2539 | 158.847 | 239.2928 | 339.592 | 447.2241 | 549.9214 | 649.2278 | 742.0282 | 830.0786 | 916.2836 | 994.049 | 1055.4101 | 1107.5395 | 1155.3579 | 1197.5281 | 1234.0174 | 1265.8345 | 1293.1177 | 1318.4254 | 1344.648 | 1370.8624 | 1397.9731 | 1423.3869 | 1443.7277 | 1462.3133 | 59.2594 | 109.3112 | 205.1865 | 331.6344 | 493.4703 | 664.4269 | 819.735 | 960.3413 | 1076.5994 | 1175.6733 | 1262.4152 | 1333.9953 | 1386.8424 | 1428.0832 | 1463.142 | 1493.4025 | 1521.6911 | 1549.0356 | 1576.9257 | 1606.7606 | 1640.7437 | 1677.9054 | 1720.1694 | 1761.0577 | 1792.4335 | 1821.3573
AUGUSTA | AUGUSTA | 1500 |  |  | 0.8911 | 743.1774 | 0.06775% | 7.8979 | 11.0881 | 14.9945 | 19.585 | 24.7512 | 30.6563 | 37.3316 | 45.0625 | 54.3042 | 64.57 | 75.9875 | 87.1761 | 96.4888 | 104.8875 | 112.9612 | 120.1687 | 126.1248 | 130.9613 | 134.5166 | 137.2862 | 139.7467 | 141.7815 | 143.3751 | 144.6998 | 145.94 | 147.0392 | 7.8979 | 12.8283 | 21.1705 | 31.892 | 45.2594 | 59.6042 | 73.2913 | 86.5264 | 98.8945 | 110.6295 | 122.1185 | 132.4827 | 140.6607 | 147.6083 | 153.9813 | 159.6016 | 164.4648 | 168.7052 | 172.3414 | 175.7143 | 179.2091 | 182.7029 | 186.3161 | 189.7031 | 192.4141 | 194.8911 | 7.8979 | 14.5685 | 27.3464 | 44.1989 | 65.7677 | 88.5521 | 109.2509 | 127.9903 | 143.4847 | 156.6889 | 168.2495 | 177.7894 | 184.8326 | 190.329 | 195.0015 | 199.0345 | 202.8047 | 206.4491 | 210.1662 | 214.1424 | 218.6716 | 223.6243 | 229.2571 | 234.7065 | 238.8882 | 242.743
BARBER | BARBER | 750 |  |  | 0.8795 | 202.6368 | 0.01847% | 2.1534 | 3.0233 | 4.0884 | 5.3401 | 6.7487 | 8.3588 | 10.1789 | 12.2869 | 14.8067 | 17.6058 | 20.719 | 23.7697 | 26.3089 | 28.5989 | 30.8003 | 32.7655 | 34.3895 | 35.7083 | 36.6777 | 37.4328 | 38.1037 | 38.6585 | 39.093 | 39.4542 | 39.7924 | 40.0921 | 2.1534 | 3.4978 | 5.7724 | 8.6957 | 12.3406 | 16.2518 | 19.9838 | 23.5925 | 26.9648 | 30.1645 | 33.2972 | 36.1231 | 38.3529 | 40.2473 | 41.985 | 43.5174 | 44.8434 | 45.9996 | 46.9911 | 47.9107 | 48.8637 | 49.8163 | 50.8015 | 51.725 | 52.4642 | 53.1395 | 2.1534 | 3.9723 | 7.4563 | 12.0514 | 17.9324 | 24.1449 | 29.7887 | 34.8982 | 39.1229 | 42.7232 | 45.8754 | 48.4765 | 50.397 | 51.8956 | 53.1697 | 54.2693 | 55.2973 | 56.291 | 57.3045 | 58.3887 | 59.6236 | 60.974 | 62.5099 | 63.9957 | 65.1359 | 66.187
BASIN | BASIN | 750 |  |  | 0.9857 | 478.0645 | 0.04358% | 5.0805 | 7.1326 | 9.6455 | 12.5985 | 15.9217 | 19.7203 | 24.0143 | 28.9874 | 34.9323 | 41.536 | 48.8806 | 56.0779 | 62.0684 | 67.4711 | 72.6646 | 77.301 | 81.1324 | 84.2436 | 86.5306 | 88.3122 | 89.895 | 91.2039 | 92.229 | 93.0812 | 93.879 | 94.586 | 5.0805 | 8.2521 | 13.6183 | 20.5152 | 29.1141 | 38.3417 | 47.1461 | 55.6599 | 63.6159 | 71.1647 | 78.5553 | 85.2223 | 90.483 | 94.9521 | 99.0517 | 102.6671 | 105.7954 | 108.5232 | 110.8622 | 113.0319 | 115.2801 | 117.5275 | 119.8517 | 122.0305 | 123.7744 | 125.3678 | 5.0805 | 9.3715 | 17.5912 | 28.4319 | 42.3065 | 56.963 | 70.2779 | 82.3325 | 92.2996 | 100.7934 | 108.23 | 114.3668 | 118.8975 | 122.4332 | 125.4388 | 128.0332 | 130.4584 | 132.8027 | 135.1938 | 137.7516 | 140.6651 | 143.8511 | 147.4744 | 150.9799 | 153.6698 | 156.1495
BELGRADE | BELGRADE 2 | 20000 |  |  | 0.9825 | 16935.3525 | 1.544% | 179.9744 | 252.6728 | 341.6918 | 446.2993 | 564.0237 | 698.5886 | 850.7042 | 1026.8735 | 1237.471 | 1471.4062 | 1731.5857 | 1986.5487 | 2198.7633 | 2390.1527 | 2574.1322 | 2738.3759 | 2874.102 | 2984.3162 | 3065.3333 | 3128.4453 | 3184.5158 | 3230.8828 | 3267.1979 | 3297.3843 | 3325.6468 | 3350.6945 | 179.9744 | 292.3287 | 482.4277 | 726.7464 | 1031.3612 | 1358.2464 | 1670.1441 | 1971.7436 | 2253.5837 | 2520.9981 | 2782.8079 | 3018.9859 | 3205.3432 | 3363.6633 | 3508.8908 | 3636.9641 | 3747.7842 | 3844.4148 | 3927.2754 | 4004.1365 | 4083.7761 | 4163.3907 | 4245.7274 | 4322.9106 | 4384.687 | 4441.1325 | 179.9744 | 331.9846 | 623.1636 | 1007.1935 | 1498.6987 | 2017.9042 | 2489.5839 | 2916.6137 | 3269.6964 | 3570.5899 | 3834.0301 | 4051.423 | 4211.923 | 4337.1738 | 4443.6493 | 4535.5523 | 4621.4664 | 4704.5135 | 4789.2174 | 4879.8276 | 4983.0364 | 5095.8987 | 5224.2569 | 5348.437 | 5443.7273 | 5531.5704
BELGRADE | BELGRADE 1 | 20000 |  |  | 0.9825 | 14414.2575 | 1.314% | 153.1823 | 215.0585 | 290.8256 | 379.8606 | 480.0598 | 594.5926 | 724.0634 | 874.0071 | 1053.2539 | 1252.3642 | 1473.8117 | 1690.8195 | 1871.4426 | 2034.3407 | 2190.932 | 2330.7253 | 2446.2465 | 2540.0535 | 2609.01 | 2662.7268 | 2710.4503 | 2749.9148 | 2780.8238 | 2806.5165 | 2830.5717 | 2851.8906 | 153.1823 | 248.8109 | 410.6107 | 618.5587 | 877.8268 | 1156.0499 | 1421.5167 | 1678.2184 | 1918.1021 | 2145.7077 | 2368.5429 | 2569.5621 | 2728.1771 | 2862.9288 | 2986.5369 | 3095.5445 | 3189.8673 | 3272.1129 | 3342.6383 | 3408.0575 | 3475.8415 | 3543.6042 | 3613.6838 | 3679.377 | 3731.957 | 3779.9997 | 153.1823 | 282.5634 | 530.3958 | 857.2568 | 1275.5937 | 1717.5072 | 2118.97 | 2482.4296 | 2782.9504 | 3039.0512 | 3263.2741 | 3448.3047 | 3584.9117 | 3691.5169 | 3782.1418 | 3860.3636 | 3933.4881 | 4004.1723 | 4076.2666 | 4153.3881 | 4241.2327 | 4337.2936 | 4446.5437 | 4552.2375 | 4633.3424 | 4708.1087
BELT | BELT | 5000 |  |  | 0.6354 | 1170.4068 | 0.1067% | 12.4381 | 17.4623 | 23.6144 | 30.8439 | 38.9798 | 48.2796 | 58.7924 | 70.9675 | 85.522 | 101.6893 | 119.6704 | 137.2909 | 151.9571 | 165.1841 | 177.899 | 189.2499 | 198.63 | 206.2469 | 211.846 | 216.2077 | 220.0828 | 223.2872 | 225.7969 | 227.8831 | 229.8364 | 231.5674 | 12.4381 | 20.2029 | 33.3407 | 50.2256 | 71.2777 | 93.8688 | 115.4241 | 136.2677 | 155.7458 | 174.2269 | 192.3206 | 208.6429 | 221.5221 | 232.4637 | 242.5004 | 251.3516 | 259.0104 | 265.6886 | 271.4151 | 276.727 | 282.2309 | 287.7331 | 293.4234 | 298.7575 | 303.0269 | 306.9279 | 12.4381 | 22.9435 | 43.067 | 69.6074 | 103.5755 | 139.4579 | 172.0558 | 201.568 | 225.9696 | 246.7644 | 264.9709 | 279.9949 | 291.0871 | 299.7433 | 307.1018 | 313.4532 | 319.3908 | 325.1302 | 330.9841 | 337.2462 | 344.379 | 352.1789 | 361.0498 | 369.6319 | 376.2175 | 382.2883
BIG SANDY | BIG SANDY | 2500 |  |  | 0.9642 | 1199.4648 | 0.1093% | 12.7469 | 17.8958 | 24.2007 | 31.6096 | 39.9476 | 49.4783 | 60.2521 | 72.7294 | 87.6452 | 104.214 | 122.6414 | 140.6995 | 155.7298 | 169.2852 | 182.3157 | 193.9485 | 203.5614 | 211.3674 | 217.1056 | 221.5756 | 225.5468 | 228.8308 | 231.4029 | 233.5408 | 235.5426 | 237.3166 | 12.7469 | 20.7045 | 34.1685 | 51.4726 | 73.0473 | 96.1993 | 118.2898 | 139.6509 | 159.6125 | 178.5524 | 197.0954 | 213.823 | 227.0219 | 238.2351 | 248.521 | 257.5919 | 265.4409 | 272.2849 | 278.1536 | 283.5973 | 289.2379 | 294.8767 | 300.7083 | 306.1749 | 310.5502 | 314.548 | 12.7469 | 23.5132 | 44.1362 | 71.3356 | 106.147 | 142.9203 | 176.3275 | 206.5723 | 231.5798 | 252.8909 | 271.5494 | 286.9465 | 298.314 | 307.1851 | 314.7263 | 321.2354 | 327.3204 | 333.2023 | 339.2015 | 345.6191 | 352.929 | 360.9226 | 370.0137 | 378.8089 | 385.5579 | 391.7795
BIG SKY MEADOW | BIG SKY MEADOW VILLAGE | 25000 |  |  | 0.61308 | 8104.3339 | 0.7388% | 86.1259 | 120.9154 | 163.515 | 213.5745 | 269.9109 | 334.3063 | 407.1005 | 491.4055 | 592.186 | 704.1346 | 828.6422 | 950.6536 | 1052.2079 | 1143.7964 | 1231.839 | 1310.437 | 1375.3881 | 1428.1306 | 1466.901 | 1497.1029 | 1523.9352 | 1546.1239 | 1563.5023 | 1577.9479 | 1591.4728 | 1603.4592 | 86.1259 | 139.8925 | 230.8635 | 347.7811 | 493.5531 | 649.9825 | 799.2396 | 943.5687 | 1078.442 | 1206.4119 | 1331.6997 | 1444.7216 | 1533.902 | 1609.6654 | 1679.1633 | 1740.4522 | 1793.4846 | 1839.7268 | 1879.3793 | 1916.1608 | 1954.272 | 1992.3712 | 2031.773 | 2068.7087 | 2098.2715 | 2125.2832 | 86.1259 | 158.8697 | 298.212 | 481.9878 | 717.1953 | 965.6586 | 1191.3788 | 1395.7319 | 1564.698 | 1708.6891 | 1834.7572 | 1938.7896 | 2015.5961 | 2075.5343 | 2126.4876 | 2170.4674 | 2211.5812 | 2251.323 | 2291.8576 | 2335.2187 | 2384.6088 | 2438.6185 | 2500.0438 | 2559.4695 | 2605.0703 | 2647.1072
BIG TIMBER | BIG TIMBER | 6250 |  |  | 0.9818 | 3334.1928 | 0.304% | 35.4329 | 49.7456 | 67.2715 | 87.8664 | 111.0437 | 137.5365 | 167.4847 | 202.1685 | 243.6304 | 289.687 | 340.9106 | 391.1071 | 432.8874 | 470.5677 | 506.7892 | 539.1251 | 565.8465 | 587.5452 | 603.4957 | 615.921 | 626.9601 | 636.0887 | 643.2383 | 649.1814 | 654.7456 | 659.6769 | 35.4329 | 57.553 | 94.9792 | 143.0801 | 203.052 | 267.4084 | 328.8141 | 388.1923 | 443.6803 | 496.3282 | 547.8727 | 594.3709 | 631.0605 | 662.2302 | 690.8223 | 716.037 | 737.855 | 756.8794 | 773.1928 | 788.3251 | 804.0043 | 819.6787 | 835.8889 | 851.0846 | 863.247 | 874.3598 | 35.4329 | 65.3603 | 122.687 | 198.2939 | 295.0603 | 397.2803 | 490.1435 | 574.2161 | 643.7302 | 702.9694 | 754.8349 | 797.6347 | 829.2336 | 853.8927 | 874.8553 | 892.949 | 909.8636 | 926.2137 | 942.89 | 960.7291 | 981.0486 | 1003.2687 | 1028.5395 | 1052.9878 | 1071.7484 | 1089.0427
BILLINGS 8TH ST. | BILLINGS 8TH ST. 2 | 42000 |  |  | 0.9864 | 18510.7824 | 1.688% | 196.7167 | 276.178 | 373.478 | 487.8168 | 616.4926 | 763.5755 | 929.8419 | 1122.3995 | 1352.5881 | 1608.2854 | 1892.6683 | 2171.3496 | 2403.3057 | 2612.4993 | 2813.5937 | 2993.1163 | 3141.4686 | 3261.9355 | 3350.4894 | 3419.4724 | 3480.7589 | 3531.4392 | 3571.1326 | 3604.1272 | 3635.0188 | 3662.3966 | 196.7167 | 319.5229 | 527.306 | 794.3528 | 1127.3047 | 1484.5987 | 1825.511 | 2155.1672 | 2463.2258 | 2755.5167 | 3041.6817 | 3299.8304 | 3503.5237 | 3676.5718 | 3835.3092 | 3975.2967 | 4096.426 | 4202.0458 | 4292.6145 | 4376.6257 | 4463.6739 | 4550.6948 | 4640.6909 | 4725.0542 | 4792.5774 | 4854.2737 | 196.7167 | 362.8678 | 681.1341 | 1100.8888 | 1638.1168 | 2205.6219 | 2721.1802 | 3187.9349 | 3573.8636 | 3902.748 | 4190.695 | 4428.3112 | 4603.7418 | 4740.6442 | 4857.0247 | 4957.4771 | 5051.3834 | 5142.156 | 5234.7396 | 5333.779 | 5446.5889 | 5569.9503 | 5710.2492 | 5845.9812 | 5950.136 | 6046.1509
BILLINGS 8TH ST. | BILLINGS 8TH ST. 3 | 42000 |  |  | 0.9864 | 18025.4736 | 1.643% | 191.5592 | 268.9372 | 363.6863 | 475.0274 | 600.3296 | 743.5564 | 905.4637 | 1092.9729 | 1317.1264 | 1566.12 | 1843.0471 | 2114.4219 | 2340.2967 | 2544.0058 | 2739.828 | 2914.6439 | 3059.1067 | 3176.4153 | 3262.6475 | 3329.822 | 3389.5017 | 3438.8533 | 3477.506 | 3509.6355 | 3539.7172 | 3566.3772 | 191.5592 | 311.1458 | 513.4813 | 773.5268 | 1097.7495 | 1445.6761 | 1777.6505 | 2098.6638 | 2398.6459 | 2683.2736 | 2961.936 | 3213.3166 | 3411.6697 | 3580.1808 | 3734.7565 | 3871.0738 | 3989.0274 | 4091.8781 | 4180.0723 | 4261.881 | 4346.647 | 4431.3864 | 4519.023 | 4601.1745 | 4666.9274 | 4727.0062 | 191.5592 | 353.3543 | 663.2763 | 1072.0261 | 1595.1693 | 2147.7958 | 2649.8373 | 3104.3548 | 3480.1653 | 3800.4272 | 4080.8249 | 4312.2113 | 4483.0426 | 4616.3557 | 4729.685 | 4827.5038 | 4918.9481 | 5007.3409 | 5097.4972 | 5193.94 | 5303.7923 | 5423.9194 | 5560.54 | 5692.7135 | 5794.1375 | 5887.6351
BILLINGS 8TH ST. | BILLINGS 8TH ST. 1 | 42000 |  |  | 0.9864 | 13397.2848 | 1.221% | 142.3748 | 199.8854 | 270.3069 | 353.0602 | 446.1901 | 552.6422 | 672.9784 | 812.3431 | 978.9434 | 1164.0058 | 1369.8295 | 1571.5267 | 1739.4063 | 1890.8113 | 2036.3546 | 2166.2851 | 2273.6559 | 2360.8445 | 2424.9359 | 2474.8628 | 2519.2192 | 2555.8994 | 2584.6277 | 2608.5077 | 2630.8657 | 2650.6805 | 142.3748 | 231.2565 | 381.6408 | 574.9174 | 815.8932 | 1074.4868 | 1321.2241 | 1559.8146 | 1782.7738 | 1994.321 | 2201.4345 | 2388.2711 | 2535.6954 | 2660.9399 | 2775.827 | 2877.1438 | 2964.8118 | 3041.2547 | 3106.8043 | 3167.6079 | 3230.6096 | 3293.5914 | 3358.7266 | 3419.785 | 3468.6553 | 3513.3084 | 142.3748 | 262.6276 | 492.9747 | 796.7746 | 1185.5964 | 1596.3315 | 1969.4698 | 2307.2861 | 2586.6042 | 2824.6362 | 3033.0395 | 3205.0156 | 3331.9845 | 3431.0684 | 3515.2995 | 3588.0024 | 3655.9677 | 3721.6649 | 3788.6728 | 3860.3531 | 3941.9999 | 4031.2835 | 4132.8256 | 4231.0624 | 4306.445 | 4375.9363
BILLINGS BELLROCK | BILLINGS BELLROCK 1 | 42000 |  |  | 0.61308 | 15965.2741 | 1.455% | 169.6652 | 238.1994 | 322.1192 | 420.7347 | 531.7157 | 658.5725 | 801.9748 | 968.0529 | 1166.5871 | 1387.1222 | 1632.3982 | 1872.7567 | 2072.8154 | 2253.2418 | 2426.6827 | 2581.5182 | 2709.4699 | 2813.3708 | 2889.7472 | 2949.244 | 3002.1027 | 3045.8137 | 3080.0487 | 3108.506 | 3135.1496 | 3158.7625 | 169.6652 | 275.5837 | 454.7936 | 685.1175 | 972.2835 | 1280.4443 | 1574.4761 | 1858.7996 | 2124.4956 | 2376.5921 | 2623.4051 | 2846.0545 | 3021.7371 | 3170.9884 | 3307.8971 | 3428.6342 | 3533.1064 | 3624.2019 | 3702.3161 | 3774.7745 | 3849.8523 | 3924.9065 | 4002.5268 | 4075.2889 | 4133.5266 | 4186.7388 | 169.6652 | 312.9681 | 587.468 | 949.5002 | 1412.8514 | 1902.3161 | 2346.9774 | 2749.5464 | 3082.4041 | 3366.062 | 3614.412 | 3819.3524 | 3970.6588 | 4088.735 | 4189.1115 | 4275.7501 | 4356.743 | 4435.033 | 4514.885 | 4600.305 | 4697.6018 | 4803.9992 | 4925.0049 | 5042.0717 | 5131.9037 | 5214.7151
BILLINGS BELLROCK | BILLINGS BELLROCK 2 | 42000 |  |  | 0.61308 | 15907.0313 | 1.45% | 169.0462 | 237.3304 | 320.9441 | 419.1999 | 529.7759 | 656.17 | 799.0491 | 964.5213 | 1162.3313 | 1382.0619 | 1626.4431 | 1865.9247 | 2065.2535 | 2245.0217 | 2417.8299 | 2572.1006 | 2699.5855 | 2803.1074 | 2879.2051 | 2938.4849 | 2991.1508 | 3034.7023 | 3068.8124 | 3097.1659 | 3123.7122 | 3147.239 | 169.0462 | 274.5784 | 453.1345 | 682.6181 | 968.7365 | 1275.7731 | 1568.7323 | 1852.0185 | 2116.7452 | 2367.9221 | 2613.8347 | 2835.6719 | 3010.7135 | 3159.4203 | 3295.8296 | 3416.1262 | 3520.2173 | 3610.9805 | 3688.8097 | 3761.0038 | 3835.8077 | 3910.588 | 3987.9252 | 4060.4218 | 4118.4471 | 4171.4652 | 169.0462 | 311.8263 | 585.3248 | 946.0363 | 1407.6972 | 1895.3763 | 2338.4154 | 2739.5158 | 3071.1592 | 3353.7823 | 3601.2263 | 3805.4191 | 3956.1734 | 4073.8189 | 4173.8292 | 4260.1518 | 4340.8492 | 4418.8536 | 4498.4142 | 4583.5226 | 4680.4645 | 4786.4738 | 4907.038 | 5023.6778 | 5113.182 | 5195.6913
BILLINGS EASTSIDE | BILLINGS EASTSIDE 5 | 20000 |  |  | 0.6976 | 7847.3024 | 0.7154% | 83.3944 | 117.0805 | 158.3291 | 206.8009 | 261.3506 | 323.7037 | 394.1892 | 475.8204 | 573.4046 | 681.8027 | 802.3616 | 920.5033 | 1018.8368 | 1107.5206 | 1192.7708 | 1268.8761 | 1331.7673 | 1382.837 | 1420.3777 | 1449.6218 | 1475.6031 | 1497.0881 | 1513.9153 | 1527.9028 | 1540.9987 | 1552.605 | 83.3944 | 135.4558 | 223.5416 | 336.7511 | 477.8999 | 629.3681 | 773.8915 | 913.6431 | 1044.2388 | 1168.1501 | 1289.4644 | 1398.9018 | 1485.2538 | 1558.6143 | 1625.9081 | 1685.2532 | 1736.6037 | 1781.3793 | 1819.7742 | 1855.3892 | 1892.2917 | 1929.1825 | 1967.3347 | 2003.099 | 2031.7242 | 2057.8792 | 83.3944 | 153.8311 | 288.7541 | 466.7014 | 694.4492 | 935.0325 | 1153.5938 | 1351.4658 | 1515.0731 | 1654.4975 | 1776.5673 | 1877.3003 | 1951.6708 | 2009.7081 | 2059.0454 | 2101.6303 | 2141.4402 | 2179.9215 | 2219.1706 | 2261.1565 | 2308.9802 | 2361.277 | 2420.7541 | 2478.2952 | 2522.4496 | 2563.1534
BILLINGS EASTSIDE | BILLINGS EASTSIDE 3 | 20000 |  |  | 0.6976 | 7172.7232 | 0.6539% | 76.2255 | 107.0159 | 144.7186 | 189.0236 | 238.8841 | 295.8771 | 360.3034 | 434.9174 | 524.1129 | 623.1928 | 733.388 | 841.3739 | 931.2543 | 1012.3146 | 1090.2364 | 1159.7994 | 1217.2843 | 1263.9639 | 1298.2775 | 1325.0077 | 1348.7555 | 1368.3936 | 1383.7743 | 1396.5594 | 1408.5295 | 1419.1381 | 76.2255 | 123.8116 | 204.3253 | 307.8029 | 436.8181 | 575.2656 | 707.3653 | 835.1034 | 954.4727 | 1067.7322 | 1178.618 | 1278.6477 | 1357.5767 | 1424.6308 | 1486.1399 | 1540.3834 | 1587.3197 | 1628.2462 | 1663.3406 | 1695.894 | 1729.6242 | 1763.3438 | 1798.2163 | 1830.9062 | 1857.0707 | 1880.9773 | 76.2255 | 140.6073 | 263.9319 | 426.5822 | 634.7521 | 854.6541 | 1054.4272 | 1235.2895 | 1384.8326 | 1512.2716 | 1623.8479 | 1715.9215 | 1783.899 | 1836.9471 | 1882.0433 | 1920.9675 | 1957.3551 | 1992.5285 | 2028.4036 | 2066.7803 | 2110.4929 | 2158.2941 | 2212.6583 | 2265.253 | 2305.6118 | 2342.8165
BILLINGS EASTSIDE | BILLINGS EASTSIDE 4 | 20000 |  |  | 0.6976 | 6641.8496 | 0.6055% | 70.5839 | 99.0954 | 134.0076 | 175.0334 | 221.2036 | 273.9784 | 333.6364 | 402.7279 | 485.3218 | 577.0685 | 679.1079 | 779.1014 | 862.3296 | 937.3903 | 1009.5449 | 1073.9594 | 1127.1896 | 1170.4143 | 1202.1883 | 1226.9401 | 1248.9303 | 1267.1149 | 1281.3573 | 1293.196 | 1304.2803 | 1314.1037 | 70.5839 | 114.6479 | 189.2026 | 285.0215 | 404.4879 | 532.6885 | 655.0112 | 773.2951 | 883.8295 | 988.7063 | 1091.3851 | 1184.0114 | 1257.0986 | 1319.1899 | 1376.1464 | 1426.3753 | 1469.8377 | 1507.7351 | 1540.232 | 1570.3761 | 1601.6098 | 1632.8338 | 1665.1252 | 1695.3956 | 1719.6236 | 1741.7608 | 70.5839 | 130.2005 | 244.3976 | 395.0097 | 587.7723 | 791.3987 | 976.386 | 1143.8622 | 1282.3372 | 1400.3441 | 1503.6623 | 1588.9213 | 1651.8675 | 1700.9895 | 1742.7479 | 1778.7912 | 1812.4857 | 1845.0558 | 1878.2757 | 1913.812 | 1954.2893 | 1998.5526 | 2048.8932 | 2097.5952 | 2134.9669 | 2169.418
BILLINGS KING AVE | BILLINGS KING AVE. 1 | 20000 |  |  | 0.61308 | 7044.9278 | 0.6422% | 74.8674 | 105.1092 | 142.1402 | 185.6558 | 234.6279 | 290.6055 | 353.884 | 427.1685 | 514.7749 | 612.0895 | 720.3213 | 826.3833 | 914.6623 | 994.2783 | 1070.8118 | 1139.1354 | 1195.5961 | 1241.444 | 1275.1463 | 1301.4002 | 1324.725 | 1344.0131 | 1359.1198 | 1371.6771 | 1383.434 | 1393.8535 | 74.8674 | 121.6056 | 200.6848 | 302.3188 | 429.0354 | 565.0161 | 694.7623 | 820.2245 | 937.467 | 1048.7086 | 1157.6187 | 1255.8662 | 1333.3889 | 1399.2484 | 1459.6615 | 1512.9387 | 1559.0387 | 1599.236 | 1633.7051 | 1665.6785 | 1698.8077 | 1731.9266 | 1766.1778 | 1798.2852 | 1823.9835 | 1847.4642 | 74.8674 | 138.1021 | 259.2295 | 418.9819 | 623.4428 | 839.4268 | 1035.6406 | 1213.2805 | 1360.1592 | 1485.3277 | 1594.916 | 1685.3492 | 1752.1155 | 1804.2185 | 1848.5112 | 1886.7419 | 1922.4812 | 1957.0279 | 1992.2639 | 2029.9568 | 2072.8905 | 2119.8401 | 2173.2357 | 2224.8933 | 2264.5331 | 2301.0749
BILLINGS KING AVE | BILLINGS KING AVE. 2 | 20000 |  |  | 0.61308 | 5858.6137 | 0.5341% | 62.2603 | 87.4096 | 118.2048 | 154.3927 | 195.1183 | 241.6696 | 294.2925 | 355.2365 | 428.0906 | 509.0181 | 599.0245 | 687.2264 | 760.6399 | 826.8491 | 890.495 | 947.3134 | 994.2665 | 1032.394 | 1060.421 | 1082.254 | 1101.651 | 1117.6912 | 1130.254 | 1140.6967 | 1150.4738 | 1159.1388 | 62.2603 | 101.1281 | 166.891 | 251.4106 | 356.789 | 469.8716 | 577.7694 | 682.1047 | 779.6045 | 872.1138 | 962.6842 | 1044.3876 | 1108.856 | 1163.6252 | 1213.8652 | 1258.1709 | 1296.508 | 1329.9364 | 1358.6011 | 1385.1905 | 1412.741 | 1440.2829 | 1468.7664 | 1495.4672 | 1516.8381 | 1536.3648 | 62.2603 | 114.8467 | 215.5771 | 348.4284 | 518.4596 | 698.0735 | 861.2463 | 1008.973 | 1131.1184 | 1235.2094 | 1326.3439 | 1401.5488 | 1457.0721 | 1500.4014 | 1537.2355 | 1569.0284 | 1598.7495 | 1627.4788 | 1656.7813 | 1688.127 | 1723.831 | 1762.8746 | 1807.2788 | 1850.2376 | 1883.2023 | 1913.5908
BILLINGS MERIDIAN | BILLINGS MERIDIAN BANK 1 | 20000 |  |  | 0.61308 | 7024.083 | 0.6403% | 74.6459 | 104.7982 | 141.7196 | 185.1065 | 233.9337 | 289.7456 | 352.8369 | 425.9046 | 513.2517 | 610.2784 | 718.19 | 823.9381 | 911.956 | 991.3364 | 1067.6435 | 1135.7649 | 1192.0585 | 1237.7708 | 1271.3733 | 1297.5496 | 1320.8053 | 1340.0364 | 1355.0984 | 1367.6185 | 1379.3406 | 1389.7293 | 74.6459 | 121.2458 | 200.091 | 301.4243 | 427.7659 | 563.3444 | 692.7066 | 817.7976 | 934.6932 | 1045.6056 | 1154.1935 | 1252.1503 | 1329.4436 | 1395.1082 | 1455.3426 | 1508.4621 | 1554.4257 | 1594.5041 | 1628.8712 | 1660.75 | 1693.7813 | 1726.8021 | 1760.9519 | 1792.9643 | 1818.5866 | 1841.9979 | 74.6459 | 137.6935 | 258.4624 | 417.7422 | 621.5982 | 836.9431 | 1032.5763 | 1209.6906 | 1356.1347 | 1480.9329 | 1590.1969 | 1680.3625 | 1746.9313 | 1798.8801 | 1843.0417 | 1881.1593 | 1916.7929 | 1951.2374 | 1986.3691 | 2023.9505 | 2066.7572 | 2113.5678 | 2166.8055 | 2218.3102 | 2257.8327 | 2294.2664
BILLINGS MERIDIAN | BILLINGS MERIDIAN BANK 2 | 20000 |  |  | 0.61308 | 3923.7262 | 0.3577% | 41.698 | 58.5414 | 79.1661 | 103.4024 | 130.6778 | 161.8549 | 197.0984 | 237.9148 | 286.7078 | 340.9079 | 401.1885 | 460.2605 | 509.4281 | 553.7709 | 596.3968 | 634.4502 | 665.8964 | 691.4317 | 710.2024 | 724.8248 | 737.8157 | 748.5583 | 756.9721 | 763.966 | 770.5141 | 776.3173 | 41.698 | 67.7292 | 111.7729 | 168.3788 | 238.9545 | 314.69 | 386.9532 | 456.8303 | 522.1294 | 584.0862 | 644.7446 | 699.4643 | 742.6411 | 779.3221 | 812.9696 | 842.6427 | 868.3185 | 890.7067 | 909.9045 | 927.7123 | 946.1639 | 964.6097 | 983.6862 | 1001.5686 | 1015.8815 | 1028.9593 | 41.698 | 76.917 | 144.3798 | 233.3551 | 347.2312 | 467.5252 | 576.8079 | 675.7458 | 757.551 | 827.2646 | 888.3006 | 938.6681 | 975.8541 | 1004.8732 | 1029.5424 | 1050.8353 | 1070.7406 | 1089.9816 | 1109.6065 | 1130.5999 | 1154.5122 | 1180.6611 | 1210.4002 | 1239.1713 | 1261.2489 | 1281.6012
BILLINGS RIMROCK | BILLINGS RIMROCK | 20000 |  |  | 0.61308 | 8379.6078 | 0.7639% | 89.0513 | 125.0224 | 169.069 | 220.8288 | 279.0788 | 345.6614 | 420.9282 | 508.0967 | 612.3003 | 728.0514 | 856.7881 | 982.9438 | 1087.9475 | 1182.6469 | 1273.6799 | 1354.9476 | 1422.1049 | 1476.6388 | 1516.7261 | 1547.9539 | 1575.6976 | 1598.6399 | 1616.6086 | 1631.5449 | 1645.5291 | 1657.9227 | 89.0513 | 144.6442 | 238.7051 | 359.5939 | 510.3172 | 672.0599 | 826.3868 | 975.6182 | 1115.0726 | 1247.3892 | 1376.9326 | 1493.7934 | 1586.0029 | 1664.3397 | 1736.1982 | 1799.5688 | 1854.4026 | 1902.2154 | 1943.2148 | 1981.2456 | 2020.6513 | 2060.0446 | 2100.7848 | 2138.975 | 2169.5419 | 2197.4711 | 89.0513 | 164.2659 | 308.3412 | 498.3591 | 741.5557 | 998.4584 | 1231.8454 | 1443.1397 | 1617.8449 | 1766.7269 | 1897.0771 | 2004.643 | 2084.0584 | 2146.0324 | 2198.7165 | 2244.19 | 2286.7003 | 2327.792 | 2369.7034 | 2414.5374 | 2465.6051 | 2521.4493 | 2584.9609 | 2646.4052 | 2693.5548 | 2737.0195
BILLINGS STEAMPLANT | BILLINGS STEAMPLANT SWYD B | 20000 |  |  | 0.61308 | 6205.6182 | 0.5657% | 65.948 | 92.5869 | 125.2061 | 163.5374 | 206.6751 | 255.9837 | 311.7234 | 376.2771 | 453.4463 | 539.1671 | 634.5046 | 727.9307 | 805.6924 | 875.8232 | 943.2388 | 1003.4226 | 1053.1567 | 1093.5425 | 1123.2296 | 1146.3557 | 1166.9016 | 1183.8918 | 1197.1988 | 1208.26 | 1218.6162 | 1227.7944 | 65.948 | 107.1179 | 176.7759 | 266.3016 | 377.9215 | 497.702 | 611.9906 | 722.5057 | 825.7803 | 923.7689 | 1019.7038 | 1106.2465 | 1174.5333 | 1232.5465 | 1285.7622 | 1332.6921 | 1373.2999 | 1408.7083 | 1439.0708 | 1467.235 | 1496.4174 | 1525.5905 | 1555.7612 | 1584.0434 | 1606.6801 | 1627.3634 | 65.948 | 121.649 | 228.3457 | 369.0657 | 549.1679 | 739.4203 | 912.2578 | 1068.7342 | 1198.1143 | 1308.3706 | 1404.903 | 1484.5622 | 1543.3742 | 1589.2698 | 1628.2856 | 1661.9616 | 1693.4431 | 1723.874 | 1754.9121 | 1788.1144 | 1825.9332 | 1867.2893 | 1914.3235 | 1959.8268 | 1994.744 | 2026.9324
BILLINGS STEAMPLANT | BILLINGS STEAMPLANT SWYD A | 20000 |  |  | 0.61308 | 4290.3494 | 0.3911% | 45.5941 | 64.0113 | 86.5631 | 113.0641 | 142.888 | 176.9782 | 215.5147 | 260.1449 | 313.497 | 372.7615 | 438.6745 | 503.266 | 557.0278 | 605.5138 | 652.1226 | 693.7316 | 728.116 | 756.0374 | 776.562 | 792.5506 | 806.7553 | 818.5018 | 827.7017 | 835.3491 | 842.509 | 848.8545 | 45.5941 | 74.0576 | 122.2167 | 184.1117 | 261.2818 | 344.0939 | 423.1091 | 499.5154 | 570.9159 | 638.6618 | 704.9879 | 764.8205 | 812.0316 | 852.14 | 888.9314 | 921.3771 | 949.452 | 973.9321 | 994.9237 | 1014.3955 | 1034.5711 | 1054.7404 | 1075.5993 | 1095.1527 | 1110.8029 | 1125.1026 | 45.5941 | 84.1039 | 157.8703 | 255.1593 | 379.6757 | 511.2096 | 630.7034 | 738.8858 | 828.3347 | 904.5621 | 971.3012 | 1026.3749 | 1067.0354 | 1098.7661 | 1125.7403 | 1149.0227 | 1170.7879 | 1191.8268 | 1213.2854 | 1236.2403 | 1262.3869 | 1290.9791 | 1323.497 | 1354.9563 | 1379.0969 | 1401.3508
BILLINGS WICKS LANE | BILLINGS WICKS LANE 2 | 25000 |  |  | 0.61308 | 6711.4111 | 0.6118% | 71.3231 | 100.1332 | 135.4111 | 176.8666 | 223.5203 | 276.8478 | 337.1306 | 406.9458 | 490.4047 | 583.1123 | 686.2203 | 787.2611 | 871.3609 | 947.2078 | 1020.1181 | 1085.2072 | 1138.9949 | 1182.6723 | 1214.7791 | 1239.7901 | 1262.0106 | 1280.3857 | 1294.7772 | 1306.74 | 1317.9403 | 1327.8666 | 71.3231 | 115.8487 | 191.1841 | 288.0066 | 408.7242 | 538.2675 | 661.8713 | 781.3939 | 893.086 | 999.0613 | 1102.8154 | 1196.4118 | 1270.2644 | 1333.006 | 1390.5591 | 1441.314 | 1485.2316 | 1523.5259 | 1556.3632 | 1586.8229 | 1618.3838 | 1649.9348 | 1682.5644 | 1713.1518 | 1737.6336 | 1760.0027 | 71.3231 | 131.5641 | 246.9572 | 399.1467 | 593.9282 | 799.6872 | 986.6119 | 1155.8421 | 1295.7674 | 1415.0102 | 1519.4105 | 1605.5624 | 1669.1679 | 1718.8043 | 1761.0001 | 1797.4209 | 1831.4683 | 1864.3795 | 1897.9473 | 1933.8558 | 1974.757 | 2019.4839 | 2070.3517 | 2119.5637 | 2157.3269 | 2192.1388
BILLINGS WICKS LANE | BILLINGS WICKS LANE 1 | 25000 |  |  | 0.61308 | 6266.3134 | 0.5713% | 66.593 | 93.4924 | 126.4307 | 165.1369 | 208.6965 | 258.4874 | 314.7723 | 379.9573 | 457.8813 | 544.4405 | 640.7105 | 735.0503 | 813.5727 | 884.3894 | 952.4643 | 1013.2367 | 1063.4573 | 1104.238 | 1134.2155 | 1157.5678 | 1178.3147 | 1195.4711 | 1208.9082 | 1220.0776 | 1230.5351 | 1239.8031 | 66.593 | 108.1656 | 178.5049 | 268.9062 | 381.6178 | 502.5698 | 617.9763 | 729.5722 | 833.857 | 932.804 | 1029.6772 | 1117.0663 | 1186.0211 | 1244.6017 | 1298.3379 | 1345.7267 | 1386.7317 | 1422.4864 | 1453.1459 | 1481.5856 | 1511.0533 | 1540.5118 | 1570.9775 | 1599.5364 | 1622.3945 | 1643.2801 | 66.593 | 122.8389 | 230.5791 | 372.6755 | 554.5391 | 746.6523 | 921.1803 | 1079.1872 | 1209.8327 | 1321.1674 | 1418.6439 | 1499.0823 | 1558.4695 | 1604.814 | 1644.2114 | 1678.2167 | 1710.0061 | 1740.7347 | 1772.0763 | 1805.6034 | 1843.792 | 1885.5526 | 1933.0469 | 1978.9952 | 2014.254 | 2046.7571
BONNER FDR | BONNER FDR 61 & 62 | 20000 |  |  | 0.3374 | 3476.2322 | 0.3169% | 36.9424 | 51.8648 | 70.1373 | 91.6096 | 115.7742 | 143.3957 | 174.6197 | 210.781 | 254.0093 | 302.0279 | 355.4336 | 407.7686 | 451.3288 | 490.6143 | 528.3788 | 562.0922 | 589.9521 | 612.5751 | 629.2051 | 642.1598 | 653.6691 | 663.1866 | 670.6408 | 676.837 | 682.6383 | 687.7797 | 36.9424 | 60.0048 | 99.0254 | 149.1755 | 211.7022 | 278.8002 | 342.8218 | 404.7296 | 462.5815 | 517.4722 | 571.2126 | 619.6916 | 657.9442 | 690.4418 | 720.2519 | 746.5408 | 769.2883 | 789.1231 | 806.1315 | 821.9084 | 838.2556 | 854.5977 | 871.4985 | 887.3415 | 900.022 | 911.6083 | 36.9424 | 68.1448 | 127.9136 | 206.7414 | 307.6301 | 414.2048 | 511.024 | 598.6782 | 671.1537 | 732.9165 | 786.9915 | 831.6147 | 864.5596 | 890.2692 | 912.1249 | 930.9894 | 948.6245 | 965.6711 | 983.0579 | 1001.657 | 1022.8421 | 1046.0088 | 1072.3562 | 1097.846 | 1117.4057 | 1135.4368
BOULDER | BOULDER | 5000 |  |  | 0.8565 | 2626.8855 | 0.2395% | 27.9163 | 39.1927 | 53.0007 | 69.2266 | 87.4871 | 108.3598 | 131.9549 | 159.281 | 191.9473 | 228.2336 | 268.5906 | 308.1386 | 341.0558 | 370.7427 | 399.2802 | 424.7564 | 445.8093 | 462.9049 | 475.4716 | 485.2611 | 493.9583 | 501.1504 | 506.7834 | 511.4657 | 515.8495 | 519.7347 | 27.9163 | 45.3438 | 74.8306 | 112.7275 | 159.9771 | 210.681 | 259.0603 | 305.8422 | 349.5591 | 391.0384 | 431.6484 | 468.2826 | 497.1889 | 521.7463 | 544.273 | 564.1387 | 581.3283 | 596.3169 | 609.1696 | 621.0918 | 633.4449 | 645.7941 | 658.5656 | 670.5376 | 680.1199 | 688.8753 | 27.9163 | 51.495 | 96.6605 | 156.2283 | 232.467 | 313.0022 | 386.1657 | 452.4033 | 507.1709 | 553.8433 | 594.7061 | 628.4265 | 653.3221 | 672.75 | 689.2657 | 703.521 | 716.8474 | 729.729 | 742.8677 | 756.9224 | 772.9314 | 790.4378 | 810.3477 | 829.6096 | 844.3903 | 858.0159
BOX | BOX ELDER | 1000 |  |  | 0.9656 | 697.1632 | 0.06356% | 7.4089 | 10.4016 | 14.0661 | 18.3724 | 23.2187 | 28.7582 | 35.0202 | 42.2724 | 50.9419 | 60.5721 | 71.2827 | 81.7786 | 90.5146 | 98.3934 | 105.9671 | 112.7284 | 118.3157 | 122.8528 | 126.188 | 128.786 | 131.0942 | 133.003 | 134.4979 | 135.7406 | 136.9041 | 137.9352 | 7.4089 | 12.034 | 19.8597 | 29.9173 | 42.4572 | 55.9138 | 68.7534 | 81.1691 | 92.7714 | 103.7798 | 114.5575 | 124.28 | 131.9516 | 138.4691 | 144.4475 | 149.7198 | 154.2818 | 158.2597 | 161.6708 | 164.8349 | 168.1133 | 171.3908 | 174.7802 | 177.9576 | 180.5007 | 182.8243 | 7.4089 | 13.6665 | 25.6532 | 41.4623 | 61.6957 | 83.0693 | 102.4866 | 120.0657 | 134.6008 | 146.9874 | 157.8322 | 166.7815 | 173.3886 | 178.5447 | 182.9279 | 186.7112 | 190.248 | 193.6667 | 197.1536 | 200.8837 | 205.1324 | 209.7785 | 215.0625 | 220.1745 | 224.0973 | 227.7134
BOZEMAN EAST | BOZEMAN EAST GALLATIN 3 | 10000 |  |  | 0.61308 | 4576.6588 | 0.4172% | 48.6368 | 68.283 | 92.3398 | 120.6092 | 152.4234 | 188.7886 | 229.8968 | 277.5053 | 334.4177 | 397.6371 | 467.9487 | 536.8507 | 594.2002 | 645.9218 | 695.641 | 740.0266 | 776.7057 | 806.4903 | 828.3846 | 845.4401 | 860.5928 | 873.1231 | 882.937 | 891.0947 | 898.7324 | 905.5014 | 48.6368 | 78.9998 | 130.3727 | 196.3981 | 278.718 | 367.0564 | 451.3446 | 532.8497 | 609.015 | 681.2818 | 752.0341 | 815.8595 | 866.2212 | 909.0061 | 948.2528 | 982.8637 | 1012.8121 | 1038.9258 | 1061.3183 | 1082.0895 | 1103.6115 | 1125.1268 | 1147.3777 | 1168.2359 | 1184.9305 | 1200.1845 | 48.6368 | 89.7165 | 168.4055 | 272.1869 | 405.0127 | 545.3243 | 672.7924 | 788.1941 | 883.6122 | 964.9266 | 1036.1194 | 1094.8683 | 1138.2423 | 1172.0904 | 1200.8647 | 1225.7008 | 1248.9185 | 1271.3614 | 1294.252 | 1318.7388 | 1346.6302 | 1377.1304 | 1411.8183 | 1445.3771 | 1471.1286 | 1494.8676
BOZEMAN EAST | BOZEMAN EAST GALLATIN 4 | 20000 |  |  | 0.61308 | 8676.3396 | 0.791% | 92.2047 | 129.4496 | 175.0559 | 228.6486 | 288.9613 | 357.9017 | 435.8338 | 526.089 | 633.9826 | 753.8326 | 887.128 | 1017.7509 | 1126.473 | 1224.5258 | 1318.7824 | 1402.9279 | 1472.4633 | 1528.9284 | 1570.4352 | 1602.7688 | 1631.4949 | 1655.2496 | 1673.8547 | 1689.3198 | 1703.7993 | 1716.6317 | 92.2047 | 149.7662 | 247.1579 | 372.3276 | 528.3882 | 695.8584 | 855.6502 | 1010.166 | 1154.5586 | 1291.5607 | 1425.6914 | 1546.6904 | 1642.1652 | 1723.2759 | 1797.679 | 1863.2937 | 1920.0692 | 1969.5751 | 2012.0263 | 2051.4039 | 2092.205 | 2132.9932 | 2175.176 | 2214.7186 | 2246.368 | 2275.2862 | 92.2047 | 170.0827 | 319.2599 | 516.0066 | 767.8151 | 1033.815 | 1275.4665 | 1494.2429 | 1675.1347 | 1829.2888 | 1964.2548 | 2075.6298 | 2157.8573 | 2222.026 | 2276.5756 | 2323.6595 | 2367.6751 | 2410.2218 | 2453.6174 | 2500.039 | 2552.9151 | 2610.7368 | 2676.4974 | 2740.1175 | 2788.9367 | 2833.9406
BOZEMAN SOURDOUGH | BOZEMAN SOURDOUGH #1 | 20000 |  |  | 0.61308 | 9481.9296 | 0.8644% | 100.7658 | 141.4689 | 191.3097 | 249.8784 | 315.7911 | 391.1325 | 476.3005 | 574.9359 | 692.8473 | 823.8252 | 969.497 | 1112.2482 | 1231.0649 | 1338.2219 | 1441.2302 | 1533.1885 | 1609.1802 | 1670.8879 | 1716.2486 | 1751.5844 | 1782.9776 | 1808.938 | 1829.2705 | 1846.1716 | 1861.9954 | 1876.0194 | 100.7658 | 163.6718 | 270.1063 | 406.8978 | 577.4485 | 760.4682 | 935.0965 | 1103.9589 | 1261.7583 | 1411.4809 | 1558.0655 | 1690.2991 | 1794.6387 | 1883.2805 | 1964.5918 | 2036.2988 | 2098.3458 | 2152.4483 | 2198.8411 | 2241.8748 | 2286.4642 | 2331.0396 | 2377.1391 | 2420.3532 | 2454.9412 | 2486.5444 | 100.7658 | 185.8747 | 348.9029 | 563.9173 | 839.106 | 1129.8038 | 1393.8924 | 1632.982 | 1830.6694 | 1999.1366 | 2146.634 | 2268.3501 | 2358.2124 | 2428.339 | 2487.9535 | 2539.4091 | 2587.5115 | 2634.0087 | 2681.4335 | 2732.1653 | 2789.9508 | 2853.1413 | 2925.0077 | 2994.5348 | 3047.8869 | 3097.0694
BOZEMAN SOUTHSIDE | BOZEMAN SOUTHSIDE 6 | 20000 |  |  | 0.8848 | 10745.0112 | 0.9796% | 114.1887 | 160.3139 | 216.7939 | 283.1645 | 357.8574 | 443.235 | 539.7482 | 651.5227 | 785.141 | 933.5664 | 1098.643 | 1260.41 | 1395.0543 | 1516.4856 | 1633.2155 | 1737.4235 | 1823.538 | 1893.4658 | 1944.8689 | 1984.9118 | 2020.4869 | 2049.9055 | 2072.9464 | 2092.0989 | 2110.0306 | 2125.9227 | 114.1887 | 185.4744 | 306.087 | 461.1004 | 654.3701 | 861.7696 | 1059.6601 | 1251.0166 | 1429.8363 | 1599.5033 | 1765.6144 | 1915.4628 | 2033.7013 | 2134.151 | 2226.2938 | 2307.5528 | 2377.8651 | 2439.1745 | 2491.7472 | 2540.5135 | 2591.0426 | 2641.5559 | 2693.7962 | 2742.7668 | 2781.9622 | 2817.7753 | 114.1887 | 210.635 | 395.38 | 639.0363 | 950.8827 | 1280.3042 | 1579.5719 | 1850.5104 | 2074.5316 | 2265.4402 | 2432.5857 | 2570.5155 | 2672.3483 | 2751.8164 | 2819.3722 | 2877.6821 | 2932.1922 | 2984.8832 | 3038.6255 | 3096.1152 | 3161.5983 | 3233.2063 | 3314.646 | 3393.4348 | 3453.8939 | 3509.6279
BOZEMAN SOUTHSIDE | BOZEMAN SOUTHSIDE 5 | 20000 |  |  | 0.8848 | 10514.9632 | 0.9586% | 111.744 | 156.8816 | 212.1524 | 277.1021 | 350.1957 | 433.7455 | 528.1923 | 637.5738 | 768.3313 | 913.579 | 1075.1214 | 1233.425 | 1365.1865 | 1484.018 | 1598.2487 | 1700.2257 | 1784.4965 | 1852.9272 | 1903.2298 | 1942.4153 | 1977.2288 | 2006.0175 | 2028.5651 | 2047.3075 | 2064.8554 | 2080.4072 | 111.744 | 181.5035 | 299.5337 | 451.2284 | 640.3602 | 843.3194 | 1036.973 | 1224.2326 | 1399.2239 | 1565.2584 | 1727.813 | 1874.4532 | 1990.1602 | 2088.4594 | 2178.6294 | 2258.1487 | 2326.9556 | 2386.9524 | 2438.3995 | 2486.1217 | 2535.5691 | 2585.0008 | 2636.1227 | 2684.0449 | 2722.4011 | 2757.4474 | 111.744 | 206.1254 | 386.915 | 625.3547 | 930.5246 | 1252.8932 | 1545.7537 | 1810.8915 | 2030.1164 | 2216.9377 | 2380.5047 | 2515.4814 | 2615.134 | 2692.9007 | 2759.0101 | 2816.0716 | 2869.4147 | 2920.9776 | 2973.5693 | 3029.8282 | 3093.9093 | 3163.9842 | 3243.6803 | 3320.7822 | 3379.9469 | 3434.4877
BOZEMAN WESTSIDE | BOZEMAN WESTSIDE BK1 | 20000 |  |  | 0.9898 | 11202.5564 | 1.021% | 119.0511 | 167.1404 | 226.0255 | 295.2223 | 373.0957 | 462.1089 | 562.7318 | 679.2659 | 818.574 | 973.3196 | 1145.4256 | 1314.0809 | 1454.4586 | 1581.0607 | 1702.7612 | 1811.4066 | 1901.1881 | 1974.0936 | 2027.6856 | 2069.4335 | 2106.5235 | 2137.1948 | 2161.2168 | 2181.1848 | 2199.8802 | 2216.4489 | 119.0511 | 193.3723 | 319.1208 | 480.7351 | 682.2345 | 898.4656 | 1104.7826 | 1304.2875 | 1490.7218 | 1667.6135 | 1840.798 | 1997.0272 | 2120.3006 | 2225.0276 | 2321.0941 | 2405.8132 | 2479.1196 | 2543.0397 | 2597.8511 | 2648.6939 | 2701.3747 | 2754.0389 | 2808.5037 | 2859.5596 | 2900.4241 | 2937.7621 | 119.0511 | 219.6043 | 412.2161 | 666.2478 | 991.3733 | 1334.8223 | 1646.8334 | 1929.3091 | 2162.8696 | 2361.9074 | 2536.1703 | 2679.9735 | 2786.1425 | 2868.9946 | 2939.427 | 3000.2198 | 3057.0511 | 3111.9859 | 3168.0166 | 3227.9543 | 3296.2258 | 3370.883 | 3455.7906 | 3537.9344 | 3600.9679 | 3659.0753
BOZEMAN WESTSIDE | BOZEMAN WESTSIDE BK2 | 42000 |  |  | 0.61308 | 11960.6211 | 1.09% | 127.1072 | 178.4506 | 241.3204 | 315.1996 | 398.3427 | 493.3793 | 600.8113 | 725.2311 | 873.966 | 1039.1831 | 1222.9353 | 1403.0033 | 1552.8803 | 1688.0494 | 1817.9852 | 1933.9825 | 2029.8394 | 2107.6783 | 2164.8968 | 2209.4698 | 2249.0696 | 2281.8164 | 2307.464 | 2328.7832 | 2348.7436 | 2366.4336 | 127.1072 | 206.4576 | 340.7154 | 513.2659 | 728.4006 | 959.2638 | 1179.542 | 1392.5472 | 1591.5973 | 1780.4591 | 1965.3627 | 2132.1638 | 2263.779 | 2375.5928 | 2478.16 | 2568.612 | 2646.8789 | 2715.1244 | 2773.6448 | 2827.9281 | 2884.1737 | 2940.4017 | 2998.5521 | 3053.0629 | 3096.6926 | 3136.5572 | 127.1072 | 234.4647 | 440.1103 | 711.3321 | 1058.4585 | 1425.1482 | 1758.2728 | 2059.8633 | 2309.2286 | 2521.7351 | 2707.7902 | 2861.3243 | 2974.6777 | 3063.1363 | 3138.3348 | 3203.2414 | 3263.9184 | 3322.5705 | 3382.3928 | 3446.3864 | 3519.2778 | 3598.987 | 3689.6402 | 3777.3426 | 3844.6415 | 3906.6809
BRADY | BRADY | 1000 |  |  | 0.9546 | 390.4314 | 0.03559% | 4.1492 | 5.8252 | 7.8774 | 10.2891 | 13.0031 | 16.1054 | 19.6123 | 23.6738 | 28.5289 | 33.9221 | 39.9204 | 45.7983 | 50.6908 | 55.1031 | 59.3446 | 63.1311 | 66.2602 | 68.8011 | 70.6689 | 72.1239 | 73.4165 | 74.4855 | 75.3227 | 76.0186 | 76.6702 | 77.2477 | 4.1492 | 6.7394 | 11.122 | 16.7546 | 23.7772 | 31.3133 | 38.5039 | 45.457 | 51.9546 | 58.1197 | 64.1555 | 69.6004 | 73.8967 | 77.5466 | 80.8948 | 83.8474 | 86.4023 | 88.63 | 90.5403 | 92.3123 | 94.1483 | 95.9837 | 97.8819 | 99.6613 | 101.0856 | 102.3869 | 4.1492 | 7.6536 | 14.3666 | 23.2201 | 34.5513 | 46.5212 | 57.3954 | 67.2403 | 75.3803 | 82.3172 | 88.3906 | 93.4024 | 97.1026 | 99.9902 | 102.4449 | 104.5636 | 106.5443 | 108.4589 | 110.4117 | 112.5006 | 114.88 | 117.482 | 120.4412 | 123.3041 | 125.5009 | 127.5261
BRIDGER | BRIDGER | 12500 |  |  | 0.8858 | 2353.5706 | 0.2146% | 25.0117 | 35.1149 | 47.4862 | 62.0239 | 78.3845 | 97.0855 | 118.2256 | 142.7085 | 171.9761 | 204.4869 | 240.6451 | 276.0783 | 305.5705 | 332.1686 | 357.737 | 380.5626 | 399.4249 | 414.7418 | 426.0011 | 434.772 | 442.5643 | 449.0081 | 454.055 | 458.2501 | 462.1778 | 465.6588 | 25.0117 | 40.626 | 67.0448 | 100.9987 | 143.3322 | 188.7607 | 232.1063 | 274.0207 | 313.1891 | 350.3527 | 386.7374 | 419.56 | 445.4588 | 467.4611 | 487.6439 | 505.4428 | 520.8439 | 534.273 | 545.7885 | 556.4701 | 567.538 | 578.6023 | 590.0449 | 600.7714 | 609.3567 | 617.2011 | 25.0117 | 46.1372 | 86.6034 | 139.9735 | 208.2799 | 280.4358 | 345.987 | 405.3329 | 454.4022 | 496.2185 | 532.8298 | 563.0417 | 585.347 | 602.7536 | 617.5509 | 630.323 | 642.2628 | 653.8042 | 665.5758 | 678.1683 | 692.5116 | 708.1965 | 726.0349 | 743.2927 | 756.5356 | 768.7435
BROADVIEW | BROADVIEW CITY | 2000 |  |  | 0.989 | 1140.317 | 0.104% | 12.1183 | 17.0134 | 23.0073 | 30.0509 | 37.9777 | 47.0384 | 57.2809 | 69.143 | 83.3233 | 99.075 | 116.5938 | 133.7613 | 148.0505 | 160.9374 | 173.3254 | 184.3845 | 193.5234 | 200.9445 | 206.3997 | 210.6493 | 214.4247 | 217.5467 | 219.992 | 222.0245 | 223.9275 | 225.6141 | 12.1183 | 19.6835 | 32.4836 | 48.9344 | 69.4452 | 91.4555 | 112.4567 | 132.7644 | 151.7417 | 169.7477 | 187.3763 | 203.279 | 215.8271 | 226.4873 | 236.266 | 244.8896 | 252.3515 | 258.858 | 264.4373 | 269.6126 | 274.975 | 280.3358 | 285.8798 | 291.0768 | 295.2364 | 299.0371 | 12.1183 | 22.3537 | 41.9598 | 67.8179 | 100.9127 | 135.8726 | 167.6325 | 196.3859 | 220.1602 | 240.4204 | 258.1588 | 272.7966 | 283.6036 | 292.0372 | 299.2066 | 305.3947 | 311.1796 | 316.7715 | 322.4749 | 328.576 | 335.5254 | 343.1248 | 351.7676 | 360.1291 | 366.5454 | 372.4601
BUTLER | BUTLER CREEK | 20000 |  |  | 0.9889 | 8138.647 | 0.742% | 86.4905 | 121.4273 | 164.2073 | 214.4787 | 271.0537 | 335.7217 | 408.8242 | 493.4861 | 594.6932 | 707.1158 | 832.1506 | 954.6786 | 1056.6629 | 1148.6392 | 1237.0545 | 1315.9853 | 1381.2114 | 1434.1772 | 1473.1117 | 1503.4415 | 1530.3874 | 1552.67 | 1570.1221 | 1584.6288 | 1598.2109 | 1610.2481 | 86.4905 | 140.4848 | 231.841 | 349.2536 | 495.6428 | 652.7344 | 802.6236 | 947.5637 | 1083.008 | 1211.5197 | 1337.338 | 1450.8384 | 1540.3964 | 1616.4805 | 1686.2727 | 1747.8211 | 1801.0781 | 1847.516 | 1887.3364 | 1924.2737 | 1962.5462 | 2000.8067 | 2040.3754 | 2077.4675 | 2107.1554 | 2134.2815 | 86.4905 | 159.5423 | 299.4746 | 484.0285 | 720.2318 | 969.7471 | 1196.423 | 1401.6413 | 1571.3228 | 1715.9236 | 1842.5254 | 1946.9983 | 2024.13 | 2084.3219 | 2135.491 | 2179.657 | 2220.9448 | 2260.8549 | 2301.5612 | 2345.1059 | 2394.7051 | 2448.9435 | 2510.6288 | 2570.3061 | 2616.0999 | 2658.3148
BUTTE CORA | BUTTE CORA | 20000 |  |  | 0.61308 | 5633.6125 | 0.5136% | 59.8692 | 84.0526 | 113.6651 | 148.4632 | 187.6247 | 232.3883 | 282.9901 | 341.5936 | 411.6497 | 489.4692 | 576.0189 | 660.8333 | 731.4274 | 795.0938 | 856.2954 | 910.9317 | 956.0815 | 992.7447 | 1019.6954 | 1040.6898 | 1059.3419 | 1074.766 | 1086.8464 | 1096.888 | 1106.2897 | 1114.6219 | 59.8692 | 97.2443 | 160.4815 | 241.7551 | 343.0864 | 451.8261 | 555.5801 | 655.9084 | 749.6636 | 838.6201 | 925.7121 | 1004.2777 | 1066.2702 | 1118.936 | 1167.2465 | 1209.8506 | 1246.7154 | 1278.8599 | 1306.4238 | 1331.992 | 1358.4844 | 1384.9685 | 1412.3582 | 1438.0335 | 1458.5836 | 1477.3604 | 59.8692 | 110.436 | 207.2978 | 335.0469 | 498.5481 | 671.2639 | 828.17 | 970.2232 | 1087.6776 | 1187.771 | 1275.4054 | 1347.722 | 1401.113 | 1442.7782 | 1478.1977 | 1508.7696 | 1537.3492 | 1564.9752 | 1593.1523 | 1623.2941 | 1657.6269 | 1695.171 | 1737.8699 | 1779.1789 | 1810.8776 | 1840.099
BUTTE INDUSTRIAL PARK | BUTTE INDUSTRIAL PARK | 10000 |  |  | 0.61308 | 3568.7516 | 0.3253% | 37.9256 | 53.2452 | 72.004 | 94.0477 | 118.8555 | 147.2121 | 179.2671 | 216.3909 | 260.7697 | 310.0664 | 364.8934 | 418.6213 | 463.3408 | 503.6719 | 542.4415 | 577.0523 | 605.6535 | 628.8787 | 645.9513 | 659.2508 | 671.0664 | 680.8372 | 688.4898 | 694.8509 | 700.8066 | 706.0849 | 37.9256 | 61.6018 | 101.661 | 153.1458 | 217.3366 | 286.2204 | 351.946 | 415.5014 | 474.893 | 531.2447 | 586.4153 | 636.1846 | 675.4553 | 708.8178 | 739.4213 | 766.4099 | 789.7628 | 810.1255 | 827.5866 | 843.7834 | 860.5657 | 877.3427 | 894.6933 | 910.958 | 923.976 | 935.8706 | 37.9256 | 69.9584 | 131.318 | 212.2438 | 315.8177 | 425.2288 | 524.6248 | 614.6119 | 689.0163 | 752.423 | 807.9372 | 853.748 | 887.5698 | 913.9636 | 936.401 | 955.7675 | 973.872 | 991.3723 | 1009.2218 | 1028.3159 | 1050.0649 | 1073.8481 | 1100.8968 | 1127.065 | 1147.1453 | 1165.6563
BUTTE MONTANA ST | BUTTE MONTANA ST. SWITCHYARD 5 | 12500 |  |  | 0.61308 | 7180.419 | 0.6546% | 76.3073 | 107.1307 | 144.8739 | 189.2264 | 239.1404 | 296.1945 | 360.69 | 435.384 | 524.6752 | 623.8614 | 734.1749 | 842.2766 | 932.2535 | 1013.4007 | 1091.4062 | 1161.0438 | 1218.5903 | 1265.32 | 1299.6705 | 1326.4293 | 1350.2027 | 1369.8618 | 1385.259 | 1398.0578 | 1410.0408 | 1420.6607 | 76.3073 | 123.9444 | 204.5445 | 308.1332 | 437.2868 | 575.8828 | 708.1243 | 835.9994 | 955.4968 | 1068.8778 | 1179.8825 | 1280.0196 | 1359.0332 | 1426.1594 | 1487.7344 | 1542.0362 | 1589.0228 | 1629.9932 | 1665.1252 | 1697.7136 | 1731.48 | 1765.2358 | 1800.1457 | 1832.8706 | 1859.0632 | 1882.9955 | 76.3073 | 140.7581 | 264.2151 | 427.0399 | 635.4332 | 855.5711 | 1055.5585 | 1236.6148 | 1386.3184 | 1513.8942 | 1625.5902 | 1717.7626 | 1785.813 | 1838.918 | 1884.0626 | 1923.0285 | 1959.4552 | 1994.6664 | 2030.58 | 2068.9978 | 2112.7573 | 2160.6098 | 2215.0323 | 2267.6834 | 2308.0856 | 2345.3302
BUTTE MONTANA ST | BUTTE MONTANA ST. SWITCHYARD 2 | 6240 |  |  | 0.61308 | 3119.3623 | 0.2844% | 33.1499 | 46.5404 | 62.937 | 82.2049 | 103.8888 | 128.6747 | 156.6932 | 189.1422 | 227.9327 | 271.0218 | 318.9448 | 365.9071 | 404.9954 | 440.2478 | 474.1355 | 504.3879 | 529.3876 | 549.6882 | 564.6109 | 576.2357 | 586.5634 | 595.1039 | 601.7929 | 607.353 | 612.5587 | 617.1723 | 33.1499 | 53.8447 | 88.8595 | 133.8611 | 189.9688 | 250.1786 | 307.6278 | 363.1801 | 415.0929 | 464.3486 | 512.5719 | 556.0741 | 590.3997 | 619.561 | 646.3108 | 669.901 | 690.3132 | 708.1118 | 723.3741 | 737.5313 | 752.2003 | 766.8647 | 782.0305 | 796.2471 | 807.6258 | 818.0226 | 33.1499 | 61.149 | 114.782 | 185.5173 | 276.0488 | 371.6825 | 458.5623 | 537.2179 | 602.2531 | 657.6753 | 706.199 | 746.2411 | 775.804 | 798.8742 | 818.4862 | 835.414 | 851.2387 | 866.5354 | 882.1372 | 898.8269 | 917.8372 | 938.6255 | 962.2681 | 985.1412 | 1002.6929 | 1018.8729
BUTTE MONTANA ST | BUTTE MONTANA ST. SWITCHYARD 1 | 6240 |  |  | 0.61308 | 1795.1047 | 0.1636% | 19.0768 | 26.7827 | 36.2185 | 47.3066 | 59.7851 | 74.0486 | 90.1725 | 108.846 | 131.1688 | 155.9654 | 183.5437 | 210.5692 | 233.0634 | 253.3502 | 272.8515 | 290.261 | 304.6476 | 316.33 | 324.9176 | 331.6073 | 337.5507 | 342.4654 | 346.3148 | 349.5144 | 352.5102 | 355.1652 | 19.0768 | 30.9861 | 51.1361 | 77.0333 | 109.3217 | 143.9707 | 177.0311 | 208.9999 | 238.8742 | 267.2195 | 294.9706 | 320.0049 | 339.7583 | 356.5398 | 371.9336 | 385.509 | 397.2557 | 407.4983 | 416.2813 | 424.4284 | 432.87 | 441.3089 | 450.0364 | 458.2176 | 464.7658 | 470.7489 | 19.0768 | 35.1895 | 66.0538 | 106.76 | 158.8583 | 213.8928 | 263.8896 | 309.1537 | 346.5796 | 378.4735 | 406.3975 | 429.4406 | 446.4532 | 459.7295 | 471.0156 | 480.7571 | 489.8638 | 498.6666 | 507.645 | 517.2494 | 528.1893 | 540.1524 | 553.7581 | 566.9209 | 577.0214 | 586.3325
BUTTE MONTANA ST | BUTTE MONTANA ST. SWITCHYARD 3 | 25000 |  |  | 0.61308 | 2407.5739 | 0.2195% | 25.5856 | 35.9206 | 48.5758 | 63.4471 | 80.1831 | 99.3132 | 120.9383 | 145.983 | 175.9221 | 209.1789 | 246.1667 | 282.4129 | 312.5819 | 339.7903 | 365.9454 | 389.2947 | 408.5898 | 424.2582 | 435.7758 | 444.7479 | 452.7191 | 459.3107 | 464.4734 | 468.7648 | 472.7826 | 476.3435 | 25.5856 | 41.5582 | 68.5832 | 103.3162 | 146.621 | 193.0918 | 237.432 | 280.3082 | 320.3753 | 358.3917 | 395.6112 | 429.1869 | 455.6799 | 478.1871 | 498.8331 | 517.0403 | 532.7948 | 546.532 | 558.3117 | 569.2385 | 580.5603 | 591.8785 | 603.5837 | 614.5563 | 623.3385 | 631.363 | 25.5856 | 47.1958 | 88.5906 | 143.1853 | 213.0589 | 286.8705 | 353.9257 | 414.6334 | 464.8286 | 507.6044 | 545.0557 | 575.9609 | 598.778 | 616.5839 | 631.7208 | 644.7859 | 656.9997 | 668.8059 | 680.8476 | 693.729 | 708.4015 | 724.4463 | 742.694 | 760.3477 | 773.8945 | 786.3825
CANYON | CANYON CREEK | 10000 |  |  | 0 | 0 | 0% | 0 | 0 | 0 | 0 | 0 | 0 | 0 | 0 | 0 | 0 | 0 | 0 | 0 | 0 | 0 | 0 | 0 | 0 | 0 | 0 | 0 | 0 | 0 | 0 | 0 | 0 | 0 | 0 | 0 | 0 | 0 | 0 | 0 | 0 | 0 | 0 | 0 | 0 | 0 | 0 | 0 | 0 | 0 | 0 | 0 | 0 | 0 | 0 | 0 | 0 | 0 | 0 | 0 | 0 | 0 | 0 | 0 | 0 | 0 | 0 | 0 | 0 | 0 | 0 | 0 | 0 | 0 | 0 | 0 | 0 | 0 | 0 | 0 | 0 | 0 | 0 | 0 | 0
CARTER | CARTER | 2500 |  |  | 0.9823 | 746.548 | 0.06806% | 7.9337 | 11.1384 | 15.0625 | 19.6739 | 24.8634 | 30.7953 | 37.5009 | 45.2669 | 54.5505 | 64.8629 | 76.3321 | 87.5715 | 96.9264 | 105.3632 | 113.4735 | 120.7137 | 126.6968 | 131.5553 | 135.1267 | 137.9088 | 140.3805 | 142.4245 | 144.0253 | 145.356 | 146.6019 | 147.7061 | 7.9337 | 12.8865 | 21.2665 | 32.0366 | 45.4647 | 59.8745 | 73.6237 | 86.9188 | 99.343 | 111.1312 | 122.6724 | 133.0836 | 141.2987 | 148.2778 | 154.6797 | 160.3255 | 165.2107 | 169.4704 | 173.123 | 176.5112 | 180.0219 | 183.5315 | 187.1611 | 190.5635 | 193.2868 | 195.775 | 7.9337 | 14.6346 | 27.4704 | 44.3993 | 66.066 | 88.9537 | 109.7464 | 128.5708 | 144.1355 | 157.3995 | 169.0126 | 178.5957 | 185.6709 | 191.1923 | 195.8859 | 199.9372 | 203.7245 | 207.3854 | 211.1194 | 215.1137 | 219.6633 | 224.6385 | 230.2969 | 235.771 | 239.9716 | 243.8439
CHARLOS | CHARLOS HEIGHTS | 3750 |  |  | 0.9672 | 1532.0448 | 0.1397% | 16.2813 | 22.8579 | 30.9109 | 40.3742 | 51.024 | 63.1973 | 76.9584 | 92.8954 | 111.9469 | 133.1097 | 156.6467 | 179.7117 | 198.9096 | 216.2235 | 232.8671 | 247.7253 | 260.0036 | 269.9741 | 277.3032 | 283.0126 | 288.085 | 292.2795 | 295.5648 | 298.2956 | 300.8523 | 303.1182 | 16.2813 | 26.4453 | 43.6425 | 65.7446 | 93.3014 | 122.8728 | 151.0884 | 178.3724 | 203.8689 | 228.0603 | 251.7448 | 273.1104 | 289.9691 | 304.2914 | 317.4293 | 329.0154 | 339.0407 | 347.7823 | 355.2782 | 362.2314 | 369.4359 | 376.6382 | 384.0868 | 391.0691 | 396.6576 | 401.7639 | 16.2813 | 30.0328 | 56.3741 | 91.1151 | 135.5787 | 182.5483 | 225.2185 | 263.8494 | 295.7908 | 323.0109 | 346.8428 | 366.5091 | 381.0287 | 392.3594 | 401.9916 | 410.3056 | 418.0777 | 425.5905 | 433.2532 | 441.4502 | 450.7869 | 460.9969 | 472.6087 | 483.8426 | 492.463 | 500.4096
CHESTER | CHESTER | 4995 |  |  | 0.9819 | 2421.3654 | 0.2207% | 25.7322 | 36.1264 | 48.8541 | 63.8105 | 80.6424 | 99.8821 | 121.6311 | 146.8193 | 176.9299 | 210.3772 | 247.5769 | 284.0307 | 314.3725 | 341.7368 | 368.0416 | 391.5247 | 410.9304 | 426.6885 | 438.2721 | 447.2956 | 455.3124 | 461.9418 | 467.1341 | 471.45 | 475.4909 | 479.0722 | 25.7322 | 41.7963 | 68.976 | 103.908 | 147.4609 | 194.198 | 238.7921 | 281.9139 | 322.2106 | 360.4447 | 397.8774 | 431.6455 | 458.2903 | 480.9264 | 501.6906 | 520.0021 | 535.8468 | 549.6628 | 561.5099 | 572.4993 | 583.8859 | 595.269 | 607.0412 | 618.0767 | 626.9093 | 634.9797 | 25.7322 | 47.4661 | 89.098 | 144.0055 | 214.2794 | 288.5138 | 355.9532 | 417.0086 | 467.4913 | 510.5121 | 548.178 | 579.2602 | 602.208 | 620.116 | 635.3395 | 648.4795 | 660.7633 | 672.6371 | 684.7478 | 697.703 | 712.4595 | 728.5962 | 746.9484 | 764.7033 | 778.3276 | 790.8872
CHINOOK | CHINOOK | 5000 |  |  | 0.9652 | 3174.5428 | 0.2894% | 33.7363 | 47.3637 | 64.0503 | 83.6591 | 105.7266 | 130.9509 | 159.4651 | 192.4881 | 231.9647 | 275.8161 | 324.5869 | 372.3798 | 412.1596 | 448.0357 | 482.5228 | 513.3103 | 538.7523 | 559.412 | 574.5987 | 586.4291 | 596.9396 | 605.6311 | 612.4384 | 618.0968 | 623.3946 | 628.0899 | 33.7363 | 54.7972 | 90.4314 | 136.2291 | 193.3293 | 254.6042 | 313.0696 | 369.6046 | 422.4357 | 472.5627 | 521.6391 | 565.9109 | 600.8437 | 630.5209 | 657.7438 | 681.7513 | 702.5246 | 720.6381 | 736.1703 | 750.578 | 765.5065 | 780.4303 | 795.8644 | 810.3324 | 821.9124 | 832.4932 | 33.7363 | 62.2307 | 116.8124 | 188.7991 | 280.932 | 378.2574 | 466.6741 | 546.7211 | 612.9067 | 669.3094 | 718.6914 | 759.4419 | 789.5277 | 813.006 | 832.9649 | 850.1922 | 866.2969 | 881.8641 | 897.7419 | 914.7269 | 934.0734 | 955.2295 | 979.2903 | 1002.568 | 1020.4302 | 1036.8965
CHOTEAU | CHOTEAU 2 | 5000 |  |  | 0.9009 | 2662.1595 | 0.2427% | 28.2911 | 39.719 | 53.7124 | 70.1562 | 88.6619 | 109.8149 | 133.7268 | 161.4198 | 194.5247 | 231.2983 | 272.1973 | 312.2763 | 345.6355 | 375.721 | 404.6417 | 430.4601 | 451.7956 | 469.1208 | 481.8563 | 491.7772 | 500.5912 | 507.8799 | 513.5885 | 518.3336 | 522.7764 | 526.7138 | 28.2911 | 45.9527 | 75.8354 | 114.2412 | 162.1252 | 213.5101 | 262.539 | 309.949 | 354.253 | 396.2893 | 437.4446 | 474.5707 | 503.8652 | 528.7524 | 551.5815 | 571.714 | 589.1344 | 604.3243 | 617.3496 | 629.4318 | 641.9508 | 654.4659 | 667.4088 | 679.5417 | 689.2526 | 698.1256 | 28.2911 | 52.1864 | 97.9584 | 158.3262 | 235.5885 | 317.2053 | 391.3511 | 458.4783 | 513.9812 | 561.2803 | 602.6919 | 636.8651 | 662.0949 | 681.7838 | 698.5212 | 712.968 | 726.4733 | 739.5279 | 752.8429 | 767.0865 | 783.3104 | 801.0518 | 821.2292 | 840.7497 | 855.7289 | 869.5374
CHOTEAU | CHOTEAU 1 | 2500 |  |  | 0.9009 | 1095.4944 | 0.09987% | 11.642 | 16.3446 | 22.103 | 28.8697 | 36.4849 | 45.1895 | 55.0294 | 66.4252 | 80.0481 | 95.1806 | 112.0108 | 128.5036 | 142.231 | 154.6114 | 166.5125 | 177.1369 | 185.9166 | 193.046 | 198.2867 | 202.3692 | 205.9963 | 208.9956 | 211.3447 | 213.2974 | 215.1256 | 216.7458 | 11.642 | 18.9098 | 31.2067 | 47.0109 | 66.7155 | 87.8607 | 108.0363 | 127.5459 | 145.7772 | 163.0754 | 180.011 | 195.2886 | 207.3435 | 217.5847 | 226.979 | 235.2637 | 242.4323 | 248.683 | 254.043 | 259.0149 | 264.1666 | 269.3166 | 274.6427 | 279.6354 | 283.6315 | 287.2828 | 11.642 | 21.475 | 40.3105 | 65.1522 | 96.9461 | 130.5318 | 161.0433 | 188.6665 | 211.5063 | 230.9702 | 248.0113 | 262.0737 | 272.456 | 280.5581 | 287.4456 | 293.3905 | 298.948 | 304.3201 | 309.7993 | 315.6606 | 322.3369 | 329.6376 | 337.9407 | 345.9735 | 352.1375 | 357.8198
CIRCLE | CIRCLE BRIDGE | 1500 |  |  | 0.7155 | 547.3575 | 0.0499% | 5.8168 | 8.1665 | 11.0436 | 14.4246 | 18.2295 | 22.5787 | 27.4951 | 33.189 | 39.9956 | 47.5564 | 55.9656 | 64.2061 | 71.0649 | 77.2507 | 83.197 | 88.5054 | 92.8922 | 96.4543 | 99.0728 | 101.1126 | 102.9249 | 104.4234 | 105.5972 | 106.5728 | 107.4863 | 108.2958 | 5.8168 | 9.4482 | 15.5923 | 23.4887 | 33.334 | 43.8991 | 53.9797 | 63.7276 | 72.8367 | 81.4797 | 89.9415 | 97.5749 | 103.598 | 108.715 | 113.4088 | 117.5482 | 121.1299 | 124.2531 | 126.9311 | 129.4153 | 131.9893 | 134.5625 | 137.2236 | 139.7182 | 141.7149 | 143.5392 | 5.8168 | 10.7299 | 20.1409 | 32.5529 | 48.4386 | 65.2195 | 80.4644 | 94.2661 | 105.6779 | 115.4029 | 123.9174 | 130.9436 | 136.1311 | 140.1792 | 143.6206 | 146.5909 | 149.3677 | 152.0518 | 154.7895 | 157.718 | 161.0538 | 164.7015 | 168.8501 | 172.8637 | 175.9435 | 178.7826
CITY SUB #1 | CITY SUB #1 BNK 4 | 20000 |  |  | 0.61308 | 8888.4661 | 0.8103% | 94.459 | 132.6145 | 179.3358 | 234.2388 | 296.026 | 366.652 | 446.4894 | 538.9513 | 649.4827 | 772.2629 | 908.8172 | 1042.6338 | 1154.0139 | 1254.4641 | 1351.0251 | 1437.2279 | 1508.4633 | 1566.3089 | 1608.8305 | 1641.9546 | 1671.383 | 1695.7186 | 1714.7785 | 1730.6217 | 1745.4552 | 1758.6014 | 94.459 | 153.4278 | 253.2006 | 381.4306 | 541.3067 | 712.8713 | 876.5698 | 1034.8634 | 1182.7863 | 1323.1378 | 1460.5479 | 1584.5052 | 1682.3142 | 1765.408 | 1841.6302 | 1908.8491 | 1967.0127 | 2017.7289 | 2061.218 | 2101.5583 | 2143.3569 | 2185.1424 | 2228.3566 | 2268.8659 | 2301.2891 | 2330.9143 | 94.459 | 174.241 | 327.0654 | 528.6223 | 786.5873 | 1059.0906 | 1306.6502 | 1530.7754 | 1716.0898 | 1874.0128 | 2012.2785 | 2126.3765 | 2210.6144 | 2276.3519 | 2332.2352 | 2380.4702 | 2425.562 | 2469.149 | 2513.6055 | 2561.1621 | 2615.3309 | 2674.5663 | 2741.9347 | 2807.1102 | 2857.123 | 2903.2272
CITY SUB #1 | CITY SUB #1 | 20000 |  |  | 0.61308 | 7648.8138 | 0.6973% | 81.285 | 114.1191 | 154.3243 | 201.5701 | 254.74 | 315.5159 | 384.2186 | 463.7851 | 558.901 | 664.5573 | 782.0668 | 897.2202 | 993.0665 | 1079.5071 | 1162.601 | 1236.7813 | 1298.0817 | 1347.8597 | 1384.4509 | 1412.9553 | 1438.2794 | 1459.2209 | 1475.6226 | 1489.2562 | 1502.0209 | 1513.3336 | 81.285 | 132.0296 | 217.8874 | 328.2334 | 465.812 | 613.4489 | 754.3168 | 890.5335 | 1017.826 | 1138.6031 | 1256.8489 | 1363.5182 | 1447.686 | 1519.1909 | 1584.7826 | 1642.6266 | 1692.6783 | 1736.3213 | 1773.7451 | 1808.4592 | 1844.4283 | 1880.386 | 1917.5732 | 1952.4329 | 1980.334 | 2005.8275 | 81.285 | 149.9401 | 281.4504 | 454.8967 | 676.8839 | 911.3819 | 1124.415 | 1317.282 | 1476.751 | 1612.6489 | 1731.6311 | 1829.8161 | 1902.3055 | 1958.8748 | 2006.9642 | 2048.472 | 2087.2749 | 2124.7829 | 2163.0392 | 2203.9632 | 2250.5772 | 2301.5512 | 2359.5239 | 2415.6095 | 2458.6471 | 2498.3213
CLANCY | CLANCY | 6220 |  |  | 0.9929 | 3937.8414 | 0.359% | 41.848 | 58.752 | 79.4508 | 103.7744 | 131.1479 | 162.4372 | 197.8074 | 238.7706 | 287.7392 | 342.1343 | 402.6317 | 461.9162 | 511.2608 | 555.763 | 598.5423 | 636.7325 | 668.2918 | 693.9191 | 712.7573 | 727.4323 | 740.4699 | 751.2512 | 759.6953 | 766.7143 | 773.2859 | 779.1101 | 41.848 | 67.9728 | 112.175 | 168.9845 | 239.8141 | 315.8221 | 388.3452 | 458.4737 | 524.0077 | 586.1874 | 647.0639 | 701.9805 | 745.3127 | 782.1256 | 815.8942 | 845.674 | 871.4421 | 893.9109 | 913.1778 | 931.0497 | 949.5676 | 968.0798 | 987.2249 | 1005.1717 | 1019.536 | 1032.6608 | 41.848 | 77.1937 | 144.8992 | 234.1946 | 348.4804 | 469.207 | 578.8829 | 678.1767 | 760.2762 | 830.2406 | 891.4962 | 942.0448 | 979.3646 | 1008.4882 | 1033.2461 | 1054.6155 | 1074.5924 | 1093.9027 | 1113.5982 | 1134.6671 | 1158.6654 | 1184.9084 | 1214.7545 | 1243.6291 | 1265.7861 | 1286.2116
COBBLESTONE | COBBLESTONE | 5000 |  |  | 0.3691 | 701.6591 | 0.06397% | 7.4566 | 10.4686 | 14.1568 | 18.4909 | 23.3684 | 28.9437 | 35.2461 | 42.545 | 51.2704 | 60.9627 | 71.7424 | 82.3059 | 91.0983 | 99.0279 | 106.6505 | 113.4554 | 119.0787 | 123.6451 | 127.0017 | 129.6166 | 131.9397 | 133.8607 | 135.3653 | 136.616 | 137.7869 | 138.8247 | 7.4566 | 12.1117 | 19.9878 | 30.1103 | 42.731 | 56.2743 | 69.1968 | 81.6925 | 93.3696 | 104.449 | 115.2962 | 125.0815 | 132.8026 | 139.362 | 145.379 | 150.6853 | 155.2768 | 159.2803 | 162.7134 | 165.8979 | 169.1975 | 172.496 | 175.9074 | 179.1052 | 181.6647 | 184.0033 | 7.4566 | 13.7547 | 25.8187 | 41.7297 | 62.0935 | 83.605 | 103.1475 | 120.84 | 135.4688 | 147.9353 | 158.8501 | 167.857 | 174.5068 | 179.6961 | 184.1076 | 187.9153 | 191.4748 | 194.9156 | 198.425 | 202.1792 | 206.4553 | 211.1313 | 216.4494 | 221.5944 | 225.5424 | 229.1819
COLLINS | COLLINS | 2500 |  |  | 1 | 516 | 0.04704% | 5.4836 | 7.6986 | 10.4109 | 13.5982 | 17.1851 | 21.2852 | 25.9199 | 31.2876 | 37.7043 | 44.832 | 52.7594 | 60.5278 | 66.9937 | 72.8251 | 78.4307 | 83.435 | 87.5705 | 90.9286 | 93.3971 | 95.32 | 97.0284 | 98.4411 | 99.5476 | 100.4674 | 101.3285 | 102.0917 | 5.4836 | 8.9069 | 14.699 | 22.1431 | 31.4243 | 41.3841 | 50.8873 | 60.0767 | 68.664 | 76.8118 | 84.7888 | 91.9849 | 97.663 | 102.4868 | 106.9117 | 110.814 | 114.1905 | 117.1347 | 119.6594 | 122.0013 | 124.4278 | 126.8536 | 129.3623 | 131.7139 | 133.5962 | 135.316 | 5.4836 | 10.1152 | 18.9871 | 30.688 | 45.6636 | 61.4831 | 75.8547 | 88.8657 | 99.6238 | 108.7916 | 116.8183 | 123.442 | 128.3323 | 132.1485 | 135.3927 | 138.1929 | 140.8106 | 143.3409 | 145.9217 | 148.6825 | 151.8272 | 155.266 | 159.1769 | 162.9605 | 165.8639 | 168.5404
COLSTRIP SWITCHYARD | COLSTRIP SWITCHYARD (TOWN) 2 | 20000 |  |  | 0.9954 | 4798.8234 | 0.4375% | 50.9978 | 71.5977 | 96.8222 | 126.464 | 159.8225 | 197.953 | 241.0566 | 290.9762 | 350.6514 | 416.9396 | 490.6644 | 562.911 | 623.0444 | 677.2768 | 729.4094 | 775.9497 | 814.4093 | 845.6397 | 868.5968 | 886.4803 | 902.3685 | 915.5071 | 925.7974 | 934.3511 | 942.3596 | 949.4571 | 50.9978 | 82.8346 | 136.7013 | 205.9318 | 292.2478 | 384.8744 | 473.2542 | 558.7158 | 638.5784 | 714.3533 | 788.54 | 855.4637 | 908.2702 | 953.132 | 994.2838 | 1030.5748 | 1061.977 | 1089.3584 | 1112.8378 | 1134.6173 | 1157.1841 | 1179.7438 | 1203.0748 | 1224.9456 | 1242.4506 | 1258.445 | 50.9978 | 94.0716 | 176.5804 | 285.3997 | 424.6732 | 571.7959 | 705.4517 | 826.4554 | 926.5054 | 1011.767 | 1086.4157 | 1148.0165 | 1193.496 | 1228.9872 | 1259.1582 | 1285.2 | 1309.5447 | 1333.077 | 1357.0788 | 1382.7543 | 1411.9997 | 1443.9805 | 1480.3522 | 1515.54 | 1542.5416 | 1567.433
COLSTRIP SWITCHYARD | COLSTRIP SWITCHYARD (TOWN) 1 | 20000 |  |  | 0.9954 | 4541.0148 | 0.414% | 48.258 | 67.7512 | 91.6206 | 119.6699 | 151.2363 | 187.3183 | 228.1063 | 275.344 | 331.8132 | 394.5402 | 464.3042 | 532.6696 | 589.5724 | 640.8912 | 690.2232 | 734.2632 | 770.6565 | 800.2091 | 821.9329 | 838.8557 | 853.8903 | 866.3231 | 876.0605 | 884.1547 | 891.7329 | 898.4492 | 48.258 | 78.3845 | 129.3573 | 194.8685 | 276.5473 | 364.1977 | 447.8294 | 528.6998 | 604.2719 | 675.9759 | 746.1771 | 809.5054 | 859.4749 | 901.9266 | 940.8676 | 975.209 | 1004.9241 | 1030.8344 | 1053.0525 | 1073.6619 | 1095.0163 | 1116.3641 | 1138.4417 | 1159.1374 | 1175.7021 | 1190.8372 | 48.258 | 89.0177 | 167.094 | 270.067 | 401.8584 | 541.0772 | 667.5525 | 782.0555 | 876.7305 | 957.4115 | 1028.0499 | 1086.3413 | 1129.3774 | 1162.9619 | 1191.5121 | 1216.1548 | 1239.1916 | 1261.4597 | 1284.1721 | 1308.4682 | 1336.1424 | 1366.4051 | 1400.8228 | 1434.1202 | 1459.6712 | 1483.2253
CONRAD | CONRAD PUMP | 9375 |  |  | 0.61308 | 1570.7167 | 0.1432% | 16.6922 | 23.4348 | 31.6912 | 41.3933 | 52.312 | 64.7925 | 78.9009 | 95.2403 | 114.7727 | 136.4697 | 160.6008 | 184.248 | 203.9305 | 221.6814 | 238.7451 | 253.9783 | 266.5666 | 276.7888 | 284.3029 | 290.1564 | 295.3568 | 299.6573 | 303.0254 | 305.8251 | 308.4464 | 310.7695 | 16.6922 | 27.1128 | 44.7441 | 67.4041 | 95.6565 | 125.9744 | 154.9022 | 182.8749 | 209.0149 | 233.817 | 258.0993 | 280.0043 | 297.2885 | 311.9724 | 325.4419 | 337.3204 | 347.5987 | 356.561 | 364.2461 | 371.3748 | 378.7612 | 386.1453 | 393.7819 | 400.9404 | 406.6701 | 411.9053 | 16.6922 | 30.7908 | 57.797 | 93.415 | 139.001 | 187.1562 | 230.9034 | 270.5095 | 303.2571 | 331.1644 | 355.5978 | 375.7606 | 390.6466 | 402.2633 | 412.1387 | 420.6625 | 428.6308 | 436.3333 | 444.1894 | 452.5933 | 462.1657 | 472.6334 | 484.5383 | 496.0558 | 504.8937 | 513.041
CONRAD CITY | CONRAD CITY BNK 2 | 6250 |  |  | 0.7778 | 2737.0782 | 0.2495% | 29.0873 | 40.8368 | 55.224 | 72.1305 | 91.1571 | 112.9053 | 137.4901 | 165.9625 | 199.9991 | 237.8075 | 279.8575 | 321.0644 | 355.3624 | 386.2946 | 416.0292 | 442.5741 | 464.5101 | 482.3228 | 495.4167 | 505.6168 | 514.6789 | 522.1727 | 528.0419 | 532.9206 | 537.4884 | 541.5366 | 29.0873 | 47.2459 | 77.9696 | 117.4562 | 166.6878 | 219.5187 | 269.9274 | 318.6716 | 364.2224 | 407.4417 | 449.7552 | 487.9261 | 518.045 | 543.6326 | 567.1041 | 587.8032 | 605.7139 | 621.3313 | 634.7231 | 647.1454 | 660.0166 | 672.8839 | 686.1911 | 698.6654 | 708.6496 | 717.7723 | 29.0873 | 53.6551 | 100.7152 | 162.7818 | 242.2185 | 326.1321 | 402.3646 | 471.3808 | 528.4457 | 577.0759 | 619.6529 | 654.7878 | 680.7276 | 700.9706 | 718.1791 | 733.0324 | 746.9177 | 760.3397 | 774.0295 | 788.6739 | 805.3544 | 823.5951 | 844.3402 | 864.4101 | 879.8109 | 894.008
CONRAD CITY | CONRAD CITY BNK 1 | 3750 |  |  | 0.7778 | 1344.0384 | 0.1225% | 14.2833 | 20.0528 | 27.1176 | 35.4196 | 44.7625 | 55.442 | 67.5143 | 81.4956 | 98.2093 | 116.775 | 137.4236 | 157.6582 | 174.5002 | 189.6894 | 204.2906 | 217.3254 | 228.097 | 236.8439 | 243.2737 | 248.2824 | 252.7324 | 256.4122 | 259.2942 | 261.6899 | 263.9329 | 265.9208 | 14.2833 | 23.2 | 38.2869 | 57.6767 | 81.8518 | 107.7943 | 132.5474 | 156.4833 | 178.8509 | 200.0737 | 220.8517 | 239.5954 | 254.3853 | 266.95 | 278.4757 | 288.64 | 297.435 | 305.1038 | 311.6799 | 317.7798 | 324.1002 | 330.4187 | 336.9532 | 343.0787 | 347.9814 | 352.4611 | 14.2833 | 26.3473 | 49.4561 | 79.9338 | 118.9411 | 160.1467 | 197.5806 | 231.4709 | 259.4925 | 283.3723 | 304.2797 | 321.5326 | 334.2704 | 344.2106 | 352.6608 | 359.9545 | 366.7729 | 373.3638 | 380.0861 | 387.2772 | 395.4681 | 404.4252 | 414.6121 | 424.4674 | 432.0299 | 439.0014
CORVALLIS | CORVALLIS | 5000 |  |  | 0.9099 | 3174.6411 | 0.2894% | 33.7374 | 47.3651 | 64.0523 | 83.6617 | 105.7299 | 130.9549 | 159.47 | 192.4941 | 231.9719 | 275.8246 | 324.5969 | 372.3914 | 412.1724 | 448.0495 | 482.5377 | 513.3262 | 538.769 | 559.4293 | 574.6165 | 586.4473 | 596.958 | 605.6498 | 612.4573 | 618.116 | 623.414 | 628.1093 | 33.7374 | 54.7989 | 90.4342 | 136.2333 | 193.3353 | 254.612 | 313.0793 | 369.6161 | 422.4488 | 472.5774 | 521.6553 | 565.9284 | 600.8623 | 630.5404 | 657.7642 | 681.7724 | 702.5463 | 720.6604 | 736.1931 | 750.6012 | 765.5302 | 780.4545 | 795.889 | 810.3575 | 821.9379 | 832.5189 | 33.7374 | 62.2326 | 116.816 | 188.8049 | 280.9407 | 378.2692 | 466.6886 | 546.7381 | 612.9257 | 669.3301 | 718.7137 | 759.4654 | 789.5521 | 813.0312 | 832.9907 | 850.2185 | 866.3237 | 881.8914 | 897.7697 | 914.7552 | 934.1023 | 955.2591 | 979.3207 | 1002.599 | 1020.4618 | 1036.9286
CRAIG | CRAIG | 4992 |  |  | 0.9003 | 1361.2536 | 0.1241% | 14.4662 | 20.3097 | 27.465 | 35.8733 | 45.3359 | 56.1521 | 68.3791 | 82.5395 | 99.4672 | 118.2708 | 139.1838 | 159.6776 | 176.7353 | 192.1191 | 206.9072 | 220.109 | 231.0186 | 239.8776 | 246.3897 | 251.4626 | 255.9695 | 259.6964 | 262.6154 | 265.0418 | 267.3135 | 269.3268 | 14.4662 | 23.4972 | 38.7773 | 58.4154 | 82.9002 | 109.175 | 134.2452 | 158.4876 | 181.1417 | 202.6363 | 223.6804 | 242.6643 | 257.6436 | 270.3693 | 282.0426 | 292.337 | 301.2447 | 309.0118 | 315.6721 | 321.8501 | 328.2515 | 334.6509 | 341.2691 | 347.473 | 352.4385 | 356.9756 | 14.4662 | 26.6847 | 50.0895 | 80.9576 | 120.4645 | 162.1979 | 200.1113 | 234.4357 | 262.8163 | 287.0019 | 308.1771 | 325.651 | 338.5519 | 348.6195 | 357.1779 | 364.565 | 371.4707 | 378.146 | 384.9545 | 392.2377 | 400.5335 | 409.6053 | 419.9227 | 429.9042 | 437.5636 | 444.6244
DARBY | DARBY 2 | 6250 |  |  | 0.9478 | 4975.0022 | 0.4535% | 52.87 | 74.2263 | 100.3768 | 131.1068 | 165.69 | 205.2204 | 249.9065 | 301.6588 | 363.5248 | 432.2466 | 508.6781 | 583.5771 | 645.9182 | 702.1416 | 756.1882 | 804.4371 | 844.3086 | 876.6856 | 900.4855 | 919.0256 | 935.4971 | 949.1181 | 959.7861 | 968.6538 | 976.9564 | 984.3145 | 52.87 | 85.8757 | 141.72 | 213.4922 | 302.9771 | 399.0043 | 490.6287 | 579.2279 | 662.0225 | 740.5793 | 817.4896 | 886.8703 | 941.6154 | 988.1242 | 1030.7869 | 1068.4103 | 1100.9653 | 1129.3519 | 1153.6933 | 1176.2724 | 1199.6677 | 1223.0556 | 1247.2432 | 1269.9169 | 1288.0646 | 1304.6462 | 52.87 | 97.5252 | 183.0632 | 295.8775 | 440.2642 | 592.7882 | 731.3509 | 856.797 | 960.5201 | 1048.9119 | 1126.3012 | 1190.1635 | 1237.3127 | 1274.1069 | 1305.3856 | 1332.3834 | 1357.6219 | 1382.0182 | 1406.9012 | 1433.5192 | 1463.8383 | 1496.9932 | 1534.7002 | 1571.1799 | 1599.1728 | 1624.978
DARBY | DARBY 1 | 6250 |  |  | 0.9478 | 4757.956 | 0.4338% | 50.5635 | 70.988 | 95.9977 | 125.387 | 158.4614 | 196.2672 | 239.0038 | 288.4982 | 347.6652 | 413.3889 | 486.4858 | 558.1172 | 617.7385 | 671.509 | 723.1977 | 769.3416 | 807.4737 | 838.4381 | 861.1997 | 878.9309 | 894.6838 | 907.7105 | 917.9132 | 926.394 | 934.3343 | 941.3714 | 50.5635 | 82.1292 | 135.5372 | 204.1781 | 289.759 | 381.5968 | 469.2239 | 553.9577 | 633.1402 | 708.2698 | 781.8247 | 848.1785 | 900.5352 | 945.015 | 985.8164 | 1021.7983 | 1052.9331 | 1080.0812 | 1103.3608 | 1124.9547 | 1147.3294 | 1169.6969 | 1192.8293 | 1214.5138 | 1231.8697 | 1247.728 | 50.5635 | 93.2705 | 175.0767 | 282.9692 | 421.0566 | 566.9265 | 699.444 | 819.4172 | 918.6152 | 1003.1506 | 1077.1637 | 1138.2398 | 1183.332 | 1218.521 | 1248.4351 | 1274.255 | 1298.3924 | 1321.7244 | 1345.5218 | 1370.9786 | 1399.9749 | 1431.6833 | 1467.7453 | 1502.6335 | 1529.4051 | 1554.0845
DEER LODGE CITY | DEER LODGE CITY | 3000 |  |  | 0.906 | 3026.946 | 0.276% | 32.1678 | 45.1616 | 61.0724 | 79.7695 | 100.811 | 124.8625 | 152.0509 | 183.5386 | 221.1798 | 262.9923 | 309.4956 | 355.0665 | 392.9967 | 427.2048 | 460.0884 | 489.4445 | 513.7036 | 533.4028 | 547.8834 | 559.1637 | 569.1855 | 577.4729 | 583.9637 | 589.3591 | 594.4106 | 598.8875 | 32.1678 | 52.2495 | 86.2269 | 129.8953 | 184.3407 | 242.7666 | 298.5138 | 352.4203 | 402.7951 | 450.5915 | 497.3861 | 539.5995 | 572.9081 | 601.2055 | 627.1628 | 650.054 | 669.8615 | 687.1328 | 701.9429 | 715.6807 | 729.9151 | 744.1451 | 758.8615 | 772.6569 | 783.6985 | 793.7873 | 32.1678 | 59.3374 | 111.3814 | 180.0211 | 267.8704 | 360.6708 | 444.9766 | 521.3019 | 584.4103 | 638.1906 | 685.2767 | 724.1325 | 752.8195 | 775.2062 | 794.2372 | 810.6635 | 826.0194 | 840.8628 | 856.0024 | 872.1977 | 890.6447 | 910.8172 | 933.7593 | 955.9547 | 972.9864 | 988.6871
DEER LODGE CITY | DEER LODGE CITY 25KV | 20000 |  |  | 0.906 | 8077.896 | 0.7364% | 85.8449 | 120.5209 | 162.9816 | 212.8777 | 269.0304 | 333.2157 | 405.7725 | 489.8025 | 590.2541 | 701.8376 | 825.939 | 947.5524 | 1048.7754 | 1140.0651 | 1227.8205 | 1306.1621 | 1370.9013 | 1423.4717 | 1462.1156 | 1492.2191 | 1518.9638 | 1541.0801 | 1558.4019 | 1572.8003 | 1586.2811 | 1598.2284 | 85.8449 | 139.4362 | 230.1104 | 346.6466 | 491.943 | 647.8621 | 796.6324 | 940.4906 | 1074.9239 | 1202.4763 | 1327.3555 | 1440.0086 | 1528.8981 | 1604.4143 | 1673.6855 | 1734.7745 | 1787.634 | 1833.7252 | 1873.2484 | 1909.9099 | 1947.8968 | 1985.8717 | 2025.145 | 2061.9602 | 2091.4265 | 2118.3501 | 85.8449 | 158.3514 | 297.2392 | 480.4154 | 714.8556 | 962.5085 | 1187.4922 | 1391.1787 | 1559.5936 | 1703.1151 | 1828.7719 | 1932.4649 | 2009.0208 | 2068.7635 | 2119.5506 | 2163.3869 | 2204.3666 | 2243.9787 | 2284.3811 | 2327.6008 | 2376.8298 | 2430.6633 | 2491.8881 | 2551.1201 | 2596.572 | 2638.4718
DENTON | DENTON | 2500 |  |  | 0.9815 | 1348.581 | 0.1229% | 14.3316 | 20.1206 | 27.2093 | 35.5393 | 44.9138 | 55.6294 | 67.7425 | 81.7711 | 98.5412 | 117.1697 | 137.8881 | 158.1911 | 175.09 | 190.3305 | 204.981 | 218.0599 | 228.8679 | 237.6444 | 244.0959 | 249.1216 | 253.5865 | 257.2788 | 260.1706 | 262.5744 | 264.825 | 266.8195 | 14.3316 | 23.2785 | 38.4163 | 57.8716 | 82.1284 | 108.1587 | 132.9954 | 157.0121 | 179.4554 | 200.7499 | 221.5981 | 240.4052 | 255.245 | 267.8523 | 279.4169 | 289.6155 | 298.4402 | 306.135 | 312.7333 | 318.8539 | 325.1956 | 331.5354 | 338.092 | 344.2382 | 349.1575 | 353.6523 | 14.3316 | 26.4363 | 49.6232 | 80.2039 | 119.343 | 160.688 | 198.2483 | 232.2532 | 260.3696 | 284.3301 | 305.3081 | 322.6193 | 335.4001 | 345.374 | 353.8527 | 361.1711 | 368.0125 | 374.6257 | 381.3707 | 388.5861 | 396.8047 | 405.7921 | 416.0134 | 425.902 | 433.4901 | 440.4851
DIAMOND | DIAMOND MATCH | 2500 |  |  | 0.9802 | 622.427 | 0.05674% | 6.6146 | 9.2865 | 12.5582 | 16.4029 | 20.7296 | 25.6753 | 31.266 | 37.7408 | 45.4809 | 54.0788 | 63.6412 | 73.0119 | 80.8114 | 87.8456 | 94.6074 | 100.6439 | 105.6322 | 109.6829 | 112.6606 | 114.9801 | 117.0409 | 118.745 | 120.0797 | 121.1892 | 122.2279 | 123.1485 | 6.6146 | 10.744 | 17.7307 | 26.7102 | 37.9057 | 49.9198 | 61.383 | 72.4677 | 82.8262 | 92.6545 | 102.2769 | 110.9571 | 117.8064 | 123.6251 | 128.9627 | 133.6698 | 137.7428 | 141.2942 | 144.3396 | 147.1645 | 150.0915 | 153.0176 | 156.0437 | 158.8804 | 161.1509 | 163.2255 | 6.6146 | 12.2015 | 22.9032 | 37.0175 | 55.0819 | 74.1643 | 91.5 | 107.1946 | 120.1715 | 131.2303 | 140.9126 | 148.9024 | 154.8013 | 159.4047 | 163.318 | 166.6957 | 169.8533 | 172.9055 | 176.0187 | 179.3489 | 183.1421 | 187.2902 | 192.0077 | 196.5717 | 200.0739 | 203.3025
DILLON | DILLON AIRPORT | 2500 |  |  | 0.9468 | 619.2072 | 0.05645% | 6.5804 | 9.2385 | 12.4933 | 16.318 | 20.6224 | 25.5425 | 31.1043 | 37.5456 | 45.2456 | 53.799 | 63.312 | 72.6342 | 80.3934 | 87.3911 | 94.118 | 100.1232 | 105.0858 | 109.1155 | 112.0778 | 114.3853 | 116.4354 | 118.1307 | 119.4585 | 120.5622 | 121.5956 | 122.5114 | 6.5804 | 10.6884 | 17.639 | 26.572 | 37.7097 | 49.6616 | 61.0655 | 72.0928 | 82.3978 | 92.1752 | 101.7478 | 110.3832 | 117.1969 | 122.9856 | 128.2956 | 132.9783 | 137.0302 | 140.5633 | 143.5929 | 146.4032 | 149.3151 | 152.226 | 155.2365 | 158.0586 | 160.3173 | 162.3811 | 6.5804 | 12.1383 | 22.7847 | 36.826 | 54.7969 | 73.7806 | 91.0266 | 106.6401 | 119.5499 | 130.5515 | 140.1836 | 148.1322 | 154.0005 | 158.5801 | 162.4731 | 165.8334 | 168.9747 | 172.0111 | 175.1081 | 178.4211 | 182.1947 | 186.3213 | 191.0145 | 195.5549 | 199.039 | 202.2508
DIVIDE | DIVIDE | 4992 |  |  | 0.9706 | 1024.9536 | 0.09344% | 10.8923 | 15.2921 | 20.6797 | 27.0107 | 34.1356 | 42.2797 | 51.4859 | 62.148 | 74.8936 | 89.0518 | 104.7982 | 120.229 | 133.0725 | 144.6557 | 155.7904 | 165.7307 | 173.9451 | 180.6154 | 185.5187 | 189.3383 | 192.7318 | 195.538 | 197.7358 | 199.5628 | 201.2733 | 202.7892 | 10.8923 | 17.6922 | 29.1973 | 43.9838 | 62.4196 | 82.2032 | 101.0797 | 119.333 | 136.3904 | 152.5747 | 168.4198 | 182.7137 | 193.9923 | 203.5741 | 212.3635 | 220.1147 | 226.8217 | 232.6699 | 237.6847 | 242.3365 | 247.1564 | 251.9748 | 256.958 | 261.6292 | 265.368 | 268.7842 | 10.8923 | 20.0922 | 37.7148 | 60.9569 | 90.7036 | 122.1267 | 150.6734 | 176.5179 | 197.8871 | 216.0976 | 232.0414 | 245.1984 | 254.9121 | 262.4924 | 268.9365 | 274.4986 | 279.6983 | 284.7244 | 289.8508 | 295.3347 | 301.581 | 308.4116 | 316.1801 | 323.6956 | 329.4628 | 334.7792
DODSON | DODSON | 1002 |  |  | 0.9469 | 477.2376 | 0.04351% | 5.0717 | 7.1203 | 9.6289 | 12.5767 | 15.8942 | 19.6862 | 23.9728 | 28.9373 | 34.8719 | 41.4642 | 48.796 | 55.9809 | 61.9611 | 67.3544 | 72.539 | 77.1673 | 80.9921 | 84.0979 | 86.381 | 88.1595 | 89.7395 | 91.0462 | 92.0695 | 92.9202 | 93.7166 | 94.4224 | 5.0717 | 8.2378 | 13.5948 | 20.4797 | 29.0637 | 38.2753 | 47.0646 | 55.5637 | 63.5059 | 71.0416 | 78.4194 | 85.0749 | 90.3265 | 94.7879 | 98.8804 | 102.4895 | 105.6124 | 108.3355 | 110.6705 | 112.8364 | 115.0807 | 117.3242 | 119.6444 | 121.8195 | 123.5603 | 125.1509 | 5.0717 | 9.3553 | 17.5607 | 28.3827 | 42.2333 | 56.8645 | 70.1564 | 82.1901 | 92.1399 | 100.6191 | 108.0428 | 114.1689 | 118.6918 | 122.2214 | 125.2219 | 127.8117 | 130.2328 | 132.573 | 134.96 | 137.5134 | 140.4218 | 143.6022 | 147.2194 | 150.7188 | 153.404 | 155.8794
DOWNER | DOWNER | 2500 |  |  | 0.9181 | 1064.996 | 0.09709% | 11.3179 | 15.8896 | 21.4876 | 28.066 | 35.4692 | 43.9314 | 53.4974 | 64.5759 | 77.8196 | 92.5308 | 108.8924 | 124.926 | 138.2714 | 150.3071 | 161.8768 | 172.2054 | 180.7407 | 187.6716 | 192.7664 | 196.7353 | 200.2614 | 203.1772 | 205.4609 | 207.3592 | 209.1365 | 210.7117 | 11.3179 | 18.3834 | 30.3379 | 45.7022 | 64.8581 | 85.4146 | 105.0286 | 123.995 | 141.7188 | 158.5354 | 174.9996 | 189.8518 | 201.5711 | 211.5272 | 220.66 | 228.714 | 235.683 | 241.7597 | 246.9705 | 251.804 | 256.8122 | 261.8188 | 266.9967 | 271.8504 | 275.7353 | 279.2849 | 11.3179 | 20.8772 | 39.1882 | 63.3383 | 94.2471 | 126.8979 | 156.5599 | 183.4141 | 205.618 | 224.54 | 241.1067 | 254.7777 | 264.8708 | 272.7474 | 279.4432 | 285.2226 | 290.6254 | 295.8479 | 301.1746 | 306.8727 | 313.3631 | 320.4605 | 328.5324 | 336.3416 | 342.334 | 347.8581
DRUMMOND | DRUMMOND CITY | 6250 |  |  | 0.61308 | 1657.7743 | 0.1511% | 17.6174 | 24.7337 | 33.4477 | 43.6875 | 55.2114 | 68.3837 | 83.2741 | 100.519 | 121.134 | 144.0336 | 169.5021 | 194.46 | 215.2334 | 233.9682 | 251.9777 | 268.0552 | 281.3412 | 292.1299 | 300.0605 | 306.2385 | 311.7271 | 316.2659 | 319.8207 | 322.7756 | 325.5422 | 327.9941 | 17.6174 | 28.6156 | 47.2241 | 71.14 | 100.9583 | 132.9565 | 163.4877 | 193.0108 | 220.5997 | 246.7764 | 272.4046 | 295.5237 | 313.7659 | 329.2636 | 343.4797 | 356.0165 | 366.8645 | 376.3236 | 384.4346 | 391.9585 | 399.7543 | 407.5476 | 415.6074 | 423.1627 | 429.2099 | 434.7353 | 17.6174 | 32.4974 | 61.0005 | 98.5925 | 146.7052 | 197.5294 | 243.7014 | 285.5026 | 320.0653 | 349.5193 | 375.307 | 396.5873 | 412.2983 | 424.5589 | 434.9817 | 443.9779 | 452.3879 | 460.5172 | 468.8088 | 477.6785 | 487.7814 | 498.8293 | 511.3941 | 523.5499 | 532.8777 | 541.4765
EAST BENCH | EAST BENCH | 2500 |  |  | 0.122 | 62.586 | 0.005706% | 0.66511 | 0.93377 | 1.2628 | 1.6493 | 2.0844 | 2.5817 | 3.1438 | 3.7949 | 4.5732 | 5.4377 | 6.3992 | 7.3415 | 8.1257 | 8.833 | 9.5129 | 10.1199 | 10.6215 | 11.0288 | 11.3282 | 11.5614 | 11.7686 | 11.94 | 12.0742 | 12.1858 | 12.2902 | 12.3828 | 0.66511 | 1.0803 | 1.7829 | 2.6858 | 3.8115 | 5.0195 | 6.1722 | 7.2867 | 8.3283 | 9.3166 | 10.2841 | 11.1569 | 11.8456 | 12.4307 | 12.9674 | 13.4407 | 13.8502 | 14.2074 | 14.5136 | 14.7976 | 15.0919 | 15.3862 | 15.6904 | 15.9757 | 16.204 | 16.4126 | 0.66511 | 1.2269 | 2.303 | 3.7222 | 5.5386 | 7.4573 | 9.2005 | 10.7786 | 12.0834 | 13.1954 | 14.169 | 14.9724 | 15.5655 | 16.0284 | 16.4219 | 16.7615 | 17.079 | 17.3859 | 17.699 | 18.0338 | 18.4152 | 18.8323 | 19.3067 | 19.7656 | 20.1177 | 20.4424
EAST HELENA SWYD | EAST HELENA SWYD 4 | 20000 |  |  | 0.9748 | 16539.4316 | 1.508% | 175.7669 | 246.7657 | 333.7036 | 435.8656 | 550.8377 | 682.2567 | 830.8161 | 1002.8669 | 1208.5409 | 1437.0072 | 1691.104 | 1940.1064 | 2147.3598 | 2334.2748 | 2513.9532 | 2674.3571 | 2806.9102 | 2914.5477 | 2993.6708 | 3055.3074 | 3110.067 | 3155.35 | 3190.8161 | 3220.2969 | 3247.8986 | 3272.3607 | 175.7669 | 285.4945 | 471.1493 | 709.7563 | 1007.2497 | 1326.4928 | 1631.0988 | 1925.6474 | 2200.8986 | 2462.0613 | 2717.7504 | 2948.4069 | 3130.4075 | 3285.0263 | 3426.8586 | 3551.9378 | 3660.1671 | 3754.5387 | 3835.4621 | 3910.5263 | 3988.3041 | 4066.0575 | 4146.4692 | 4221.8481 | 4282.1802 | 4337.306 | 175.7669 | 324.2233 | 608.595 | 983.647 | 1463.6616 | 1970.7289 | 2431.3815 | 2848.428 | 3193.2563 | 3487.1154 | 3744.3967 | 3956.7074 | 4113.4551 | 4235.7777 | 4339.764 | 4429.5185 | 4513.4241 | 4594.5296 | 4677.2533 | 4765.7452 | 4866.5412 | 4976.7649 | 5102.1223 | 5223.3992 | 5316.4618 | 5402.2513
EAST HELENA SWYD | EAST HELENA SWYD 1 | 12500 |  |  | 0.9748 | 5187.8856 | 0.473% | 55.1324 | 77.4024 | 104.672 | 136.717 | 172.78 | 214.0019 | 260.6002 | 314.5669 | 379.0803 | 450.7427 | 530.4447 | 608.5487 | 673.5574 | 732.1866 | 788.5459 | 838.8595 | 880.4371 | 914.1995 | 939.0179 | 958.3513 | 975.5276 | 989.7314 | 1000.856 | 1010.1031 | 1018.7609 | 1026.4339 | 55.1324 | 89.5504 | 147.7843 | 222.6276 | 315.9417 | 416.078 | 511.623 | 604.0134 | 690.3508 | 772.2691 | 852.4705 | 924.82 | 981.9077 | 1030.4067 | 1074.8949 | 1114.1282 | 1148.0762 | 1177.6775 | 1203.0606 | 1226.6058 | 1251.0022 | 1275.3909 | 1300.6135 | 1324.2574 | 1343.1816 | 1360.4728 | 55.1324 | 101.6984 | 190.8966 | 308.5383 | 459.1034 | 618.154 | 762.6459 | 893.4599 | 1001.6214 | 1093.7955 | 1174.4963 | 1241.0913 | 1290.258 | 1328.6267 | 1361.2438 | 1389.3969 | 1415.7154 | 1441.1556 | 1467.1033 | 1494.8604 | 1526.4768 | 1561.0504 | 1600.371 | 1638.4117 | 1667.6024 | 1694.5118
ENNIS | ENNIS | 10000 |  |  | 0.9184 | 7863.3408 | 0.7169% | 83.5648 | 117.3198 | 158.6527 | 207.2235 | 261.8847 | 324.3653 | 394.9949 | 476.7929 | 574.5765 | 683.1962 | 804.0015 | 922.3847 | 1020.9191 | 1109.7841 | 1195.2086 | 1271.4694 | 1334.4891 | 1385.6632 | 1423.2807 | 1452.5846 | 1478.619 | 1500.1478 | 1517.0095 | 1531.0255 | 1544.1482 | 1555.7782 | 83.5648 | 135.7326 | 223.9985 | 337.4394 | 478.8766 | 630.6544 | 775.4732 | 915.5104 | 1046.3731 | 1170.5376 | 1292.0999 | 1401.7609 | 1488.2894 | 1561.7998 | 1629.2312 | 1688.6975 | 1740.153 | 1785.0201 | 1823.4935 | 1859.1812 | 1896.1591 | 1933.1254 | 1971.3556 | 2007.1929 | 2035.8766 | 2062.0851 | 83.5648 | 154.1455 | 289.3443 | 467.6552 | 695.8685 | 936.9435 | 1155.9515 | 1354.2279 | 1518.1696 | 1657.879 | 1780.1983 | 1881.1371 | 1955.6597 | 2013.8155 | 2063.2537 | 2105.9257 | 2145.8169 | 2184.3769 | 2223.7062 | 2265.7779 | 2313.6993 | 2366.103 | 2425.7017 | 2483.3603 | 2527.6051 | 2568.392
EUSTIS | EUSTIS | 3000 |  |  | 0.9963 | 765.1584 | 0.06976% | 8.1314 | 11.416 | 15.438 | 20.1643 | 25.4832 | 31.563 | 38.4358 | 46.3953 | 55.9103 | 66.4798 | 78.235 | 89.7545 | 99.3426 | 107.9898 | 116.3022 | 123.7229 | 129.8552 | 134.8348 | 138.4952 | 141.3467 | 143.88 | 145.9749 | 147.6157 | 148.9796 | 150.2565 | 151.3882 | 8.1314 | 13.2077 | 21.7966 | 32.8352 | 46.5981 | 61.3671 | 75.459 | 89.0856 | 101.8195 | 113.9015 | 125.7304 | 136.4012 | 144.821 | 151.9741 | 158.5357 | 164.3222 | 169.3291 | 173.695 | 177.4387 | 180.9114 | 184.5096 | 188.1067 | 191.8268 | 195.314 | 198.1051 | 200.6554 | 8.1314 | 14.9994 | 28.1552 | 45.5061 | 67.7129 | 91.1712 | 112.4822 | 131.7759 | 147.7286 | 161.3233 | 173.2258 | 183.0479 | 190.2995 | 195.9584 | 200.7691 | 204.9214 | 208.8031 | 212.5552 | 216.3823 | 220.4761 | 225.1392 | 230.2385 | 236.0378 | 241.6484 | 245.9538 | 249.9226
FAIRFIELD | FAIRFIELD | 3000 |  |  | 0.9467 | 1790.2097 | 0.1632% | 19.0248 | 26.7096 | 36.1197 | 47.1776 | 59.6221 | 73.8467 | 89.9266 | 108.5492 | 130.8111 | 155.5401 | 183.0432 | 209.995 | 232.4278 | 252.6593 | 272.1075 | 289.4694 | 303.8168 | 315.4674 | 324.0316 | 330.7031 | 336.6302 | 341.5316 | 345.3704 | 348.5614 | 351.5489 | 354.1967 | 19.0248 | 30.9016 | 50.9967 | 76.8232 | 109.0236 | 143.5781 | 176.5483 | 208.4299 | 238.2228 | 266.4908 | 294.1663 | 319.1323 | 338.8318 | 355.5676 | 370.9194 | 384.4578 | 396.1724 | 406.3871 | 415.1462 | 423.271 | 431.6896 | 440.1055 | 448.8092 | 456.9681 | 463.4984 | 469.4652 | 19.0248 | 35.0936 | 65.8736 | 106.4689 | 158.4251 | 213.3095 | 263.17 | 308.3107 | 345.6345 | 377.4415 | 405.2893 | 428.2696 | 445.2358 | 458.4759 | 469.7312 | 479.4462 | 488.528 | 497.3068 | 506.2607 | 515.839 | 526.749 | 538.6795 | 552.2481 | 565.3749 | 575.4479 | 584.7337
FAIRMONT | FAIRMONT | 5000 |  |  | 0.9507 | 1947.0336 | 0.1775% | 20.6914 | 29.0494 | 39.2838 | 51.3104 | 64.845 | 80.3157 | 97.8043 | 118.0582 | 142.2703 | 169.1655 | 199.078 | 228.3907 | 252.7887 | 274.7925 | 295.9444 | 314.8272 | 330.4315 | 343.1026 | 352.4171 | 359.673 | 366.1193 | 371.45 | 375.6251 | 379.0956 | 382.3449 | 385.2246 | 20.6914 | 33.6086 | 55.464 | 83.553 | 118.5741 | 156.1557 | 192.0141 | 226.6886 | 259.0913 | 289.8356 | 319.9355 | 347.0885 | 368.5138 | 386.7156 | 403.4122 | 418.1366 | 430.8775 | 441.987 | 451.5133 | 460.3499 | 469.506 | 478.6592 | 488.1253 | 496.9989 | 504.1013 | 510.5907 | 20.6914 | 38.1678 | 71.6442 | 115.7956 | 172.3033 | 231.9956 | 286.224 | 335.319 | 375.9124 | 410.5057 | 440.793 | 465.7864 | 484.2389 | 498.6388 | 510.8801 | 521.4461 | 531.3235 | 540.8713 | 550.6096 | 561.0269 | 572.8927 | 585.8683 | 600.6255 | 614.9023 | 625.8576 | 635.9569
FLORENCE | FLORENCE | 2500 |  |  | 0.9763 | 1809.0839 | 0.1649% | 19.2254 | 26.9912 | 36.5005 | 47.675 | 60.2507 | 74.6253 | 90.8747 | 109.6936 | 132.1903 | 157.1799 | 184.973 | 212.2089 | 234.8783 | 255.3231 | 274.9763 | 292.5213 | 307.02 | 318.7934 | 327.4479 | 334.1897 | 340.1793 | 345.1324 | 349.0116 | 352.2362 | 355.2553 | 357.931 | 19.2254 | 31.2274 | 51.5343 | 77.6332 | 110.173 | 145.0919 | 178.4097 | 210.6274 | 240.7344 | 269.3004 | 297.2677 | 322.4969 | 342.4041 | 359.3163 | 374.83 | 388.5111 | 400.3493 | 410.6716 | 419.523 | 427.7336 | 436.2409 | 444.7456 | 453.541 | 461.786 | 468.3851 | 474.4148 | 19.2254 | 35.4636 | 66.5682 | 107.5914 | 160.0954 | 215.5584 | 265.9446 | 311.5612 | 349.2785 | 381.4209 | 409.5623 | 432.7849 | 449.9299 | 463.3096 | 474.6836 | 484.501 | 493.6786 | 502.5499 | 511.5982 | 521.2775 | 532.3025 | 544.3588 | 558.0704 | 571.3357 | 581.5149 | 590.8985
FORT BELKNAP | FORT BELKNAP | 2496 |  |  | 0.9432 | 1958.0832 | 0.1785% | 20.8088 | 29.2143 | 39.5068 | 51.6016 | 65.213 | 80.7715 | 98.3593 | 118.7282 | 143.0777 | 170.1255 | 200.2077 | 229.6868 | 254.2233 | 276.352 | 297.6239 | 316.6139 | 332.3067 | 345.0498 | 354.4171 | 361.7141 | 368.1971 | 373.5581 | 377.7568 | 381.247 | 384.5148 | 387.4108 | 20.8088 | 33.7993 | 55.7788 | 84.0272 | 119.2471 | 157.0419 | 193.1038 | 227.9751 | 260.5617 | 291.4804 | 321.7512 | 349.0583 | 370.6051 | 388.9103 | 405.7016 | 420.5096 | 433.3227 | 444.4953 | 454.0757 | 462.9625 | 472.1705 | 481.3756 | 490.8955 | 499.8195 | 506.9621 | 513.4884 | 20.8088 | 38.3844 | 72.0508 | 116.4528 | 173.2811 | 233.3122 | 287.8483 | 337.2219 | 378.0457 | 412.8353 | 443.2946 | 468.4298 | 486.987 | 501.4686 | 513.7794 | 524.4053 | 534.3388 | 543.9408 | 553.7343 | 564.2108 | 576.1439 | 589.1931 | 604.0341 | 618.3919 | 629.4094 | 639.566
FORT BENTON | FORT BENTON BNK 2 | 6250 |  |  | 0.9502 | 2528.4822 | 0.2305% | 26.8705 | 37.7246 | 51.0153 | 66.6334 | 84.2099 | 104.3007 | 127.0118 | 153.3143 | 184.7569 | 219.6839 | 258.5292 | 296.5957 | 328.2798 | 356.8546 | 384.3231 | 408.845 | 429.1092 | 445.5644 | 457.6604 | 467.0832 | 475.4546 | 482.3773 | 487.7992 | 492.3061 | 496.5258 | 500.2654 | 26.8705 | 43.6453 | 72.0274 | 108.5047 | 153.9843 | 202.7889 | 249.3559 | 294.3853 | 336.4646 | 376.3901 | 415.4788 | 450.7407 | 478.5642 | 502.2017 | 523.8845 | 543.0061 | 559.5517 | 573.9789 | 586.3501 | 597.8256 | 609.716 | 621.6026 | 633.8956 | 645.4193 | 654.6426 | 663.07 | 26.8705 | 49.566 | 93.0396 | 150.376 | 223.7587 | 301.2772 | 371.6999 | 435.4563 | 488.1723 | 533.0963 | 572.4284 | 604.8856 | 628.8486 | 647.5488 | 663.4458 | 677.1671 | 689.9942 | 702.3933 | 715.0398 | 728.5681 | 743.9774 | 760.8279 | 779.9921 | 798.5324 | 812.7594 | 825.8746
FORT BENTON | FORT BENTON BNK 1 | 5000 |  |  | 0.9502 | 1262.8158 | 0.1151% | 13.4201 | 18.841 | 25.4789 | 33.2791 | 42.0575 | 52.0915 | 63.4343 | 76.5707 | 92.2743 | 109.7181 | 129.1189 | 148.1307 | 163.9548 | 178.2261 | 191.9449 | 204.192 | 214.3127 | 222.531 | 228.5722 | 233.2783 | 237.4593 | 240.9167 | 243.6246 | 245.8755 | 247.983 | 249.8507 | 13.4201 | 21.798 | 35.9731 | 54.1912 | 76.9054 | 101.2801 | 124.5374 | 147.0267 | 168.0426 | 187.9829 | 207.5052 | 225.1163 | 239.0123 | 250.8178 | 261.6469 | 271.1969 | 279.4604 | 286.6659 | 292.8445 | 298.5758 | 304.5143 | 310.4509 | 316.5905 | 322.3458 | 326.9523 | 331.1612 | 13.4201 | 24.755 | 46.4673 | 75.1032 | 111.7532 | 150.4687 | 185.6404 | 217.4827 | 243.8109 | 266.2476 | 285.8915 | 302.1018 | 314.0698 | 323.4094 | 331.3489 | 338.2018 | 344.6082 | 350.8007 | 357.1168 | 363.8733 | 371.5693 | 379.9851 | 389.5564 | 398.8161 | 405.9216 | 412.4718
FROMBERG | FROMBERG | 2500 |  |  | 0.8751 | 1143.7557 | 0.1043% | 12.1549 | 17.0647 | 23.0767 | 30.1415 | 38.0922 | 47.1803 | 57.4536 | 69.3515 | 83.5746 | 99.3737 | 116.9454 | 134.1647 | 148.4969 | 161.4227 | 173.8481 | 184.9405 | 194.107 | 201.5505 | 207.0221 | 211.2845 | 215.0713 | 218.2028 | 220.6554 | 222.694 | 224.6028 | 226.2944 | 12.1549 | 19.7429 | 32.5815 | 49.082 | 69.6546 | 91.7313 | 112.7958 | 133.1648 | 152.1993 | 170.2596 | 187.9413 | 203.892 | 216.4779 | 227.1703 | 236.9785 | 245.6281 | 253.1125 | 259.6386 | 265.2347 | 270.4257 | 275.8043 | 281.1812 | 286.7419 | 291.9546 | 296.1267 | 299.9389 | 12.1549 | 22.4211 | 42.0863 | 68.0224 | 101.217 | 136.2823 | 168.138 | 196.9781 | 220.8241 | 241.1454 | 258.9373 | 273.6192 | 284.4589 | 292.9179 | 300.1089 | 306.3157 | 312.118 | 317.7267 | 323.4473 | 329.5668 | 336.5372 | 344.1595 | 352.8284 | 361.2151 | 367.6507 | 373.5833
GAGE | GAGE | 2333 |  |  | 1 | 579 | 0.05278% | 6.1531 | 8.6386 | 11.682 | 15.2585 | 19.2833 | 23.8839 | 29.0846 | 35.1076 | 42.3077 | 50.3057 | 59.2009 | 67.9178 | 75.1732 | 81.7165 | 88.0066 | 93.6219 | 98.2622 | 102.0303 | 104.8002 | 106.9579 | 108.8749 | 110.4601 | 111.7017 | 112.7337 | 113.7 | 114.5563 | 6.1531 | 9.9944 | 16.4936 | 24.8466 | 35.261 | 46.4369 | 57.1003 | 67.4116 | 77.0474 | 86.19 | 95.141 | 103.2156 | 109.587 | 114.9997 | 119.9649 | 124.3436 | 128.1324 | 131.4361 | 134.269 | 136.8968 | 139.6196 | 142.3415 | 145.1565 | 147.7953 | 149.9073 | 151.8372 | 6.1531 | 11.3502 | 21.3052 | 34.4348 | 51.2388 | 68.9898 | 85.116 | 99.7156 | 111.7871 | 122.0743 | 131.081 | 138.5134 | 144.0007 | 148.2829 | 151.9232 | 155.0653 | 158.0026 | 160.8418 | 163.7378 | 166.8356 | 170.3642 | 174.2228 | 178.6113 | 182.8568 | 186.1147 | 189.118
GARDINER | GARDINER | 5000 |  |  | 0.9884 | 3496.9592 | 0.3188% | 37.1627 | 52.1741 | 70.5555 | 92.1558 | 116.4645 | 144.2507 | 175.6608 | 212.0378 | 255.5238 | 303.8288 | 357.5529 | 410.1999 | 454.0198 | 493.5396 | 531.5293 | 565.4437 | 593.4696 | 616.2276 | 632.9567 | 645.9887 | 657.5666 | 667.1408 | 674.6395 | 680.8727 | 686.7085 | 691.8806 | 37.1627 | 60.3626 | 99.6159 | 150.0649 | 212.9645 | 280.4625 | 344.8659 | 407.1428 | 465.3396 | 520.5577 | 574.6184 | 623.3865 | 661.8672 | 694.5585 | 724.5464 | 750.992 | 773.8752 | 793.8283 | 810.938 | 826.809 | 843.2537 | 859.6932 | 876.6948 | 892.6323 | 905.3884 | 917.0437 | 37.1627 | 68.5511 | 128.6762 | 207.9741 | 309.4644 | 416.6744 | 514.071 | 602.2478 | 675.1554 | 737.2865 | 791.684 | 836.5731 | 869.7146 | 895.5774 | 917.5634 | 936.5404 | 954.2807 | 971.4289 | 988.9193 | 1007.6293 | 1028.9408 | 1052.2456 | 1078.7501 | 1104.3919 | 1124.0683 | 1142.2069
GERALDINE | GERALDINE | 1998 |  |  | 0.9769 | 1063.8441 | 0.09698% | 11.3056 | 15.8724 | 21.4644 | 28.0356 | 35.4308 | 43.8839 | 53.4395 | 64.5061 | 77.7354 | 92.4307 | 108.7747 | 124.7909 | 138.1218 | 150.1445 | 161.7017 | 172.0192 | 180.5452 | 187.4686 | 192.558 | 196.5225 | 200.0448 | 202.9574 | 205.2387 | 207.1349 | 208.9103 | 210.4838 | 11.3056 | 18.3635 | 30.3051 | 45.6527 | 64.788 | 85.3223 | 104.915 | 123.8609 | 141.5655 | 158.3639 | 174.8103 | 189.6465 | 201.3531 | 211.2984 | 220.4213 | 228.4666 | 235.4281 | 241.4983 | 246.7034 | 251.5316 | 256.5344 | 261.5357 | 266.7079 | 271.5564 | 275.437 | 278.9828 | 11.3056 | 20.8546 | 39.1459 | 63.2698 | 94.1452 | 126.7606 | 156.3906 | 183.2157 | 205.3956 | 224.2971 | 240.8459 | 254.5021 | 264.5844 | 272.4524 | 279.1409 | 284.9141 | 290.311 | 295.5279 | 300.8488 | 306.5408 | 313.0241 | 320.1139 | 328.1771 | 335.9778 | 341.9638 | 347.4819
GFALLS SOUTHSIDE | SOUTHSIDE WEST BANK | 20000 |  |  | 0.8364 | 8866.6764 | 0.8083% | 94.2274 | 132.2894 | 178.8962 | 233.6646 | 295.3003 | 365.7532 | 445.3949 | 537.6301 | 647.8905 | 770.3697 | 906.5893 | 1040.0778 | 1151.1849 | 1251.3888 | 1347.7132 | 1433.7046 | 1504.7654 | 1562.4692 | 1604.8865 | 1637.9294 | 1667.2857 | 1691.5616 | 1710.5748 | 1726.3792 | 1741.1763 | 1754.2903 | 94.2274 | 153.0517 | 252.5799 | 380.4955 | 539.9797 | 711.1237 | 874.4209 | 1032.3264 | 1179.8867 | 1319.8942 | 1456.9674 | 1580.6208 | 1678.1901 | 1761.0802 | 1837.1155 | 1904.1696 | 1962.1906 | 2012.7826 | 2056.165 | 2096.4065 | 2138.1026 | 2179.7857 | 2222.8939 | 2263.3039 | 2295.6476 | 2325.2002 | 94.2274 | 173.8139 | 326.2636 | 527.3264 | 784.659 | 1056.4943 | 1303.447 | 1527.0228 | 1711.8829 | 1869.4187 | 2007.3455 | 2121.1638 | 2205.1952 | 2270.7715 | 2326.5179 | 2374.6346 | 2419.6158 | 2463.096 | 2507.4436 | 2554.8835 | 2608.9195 | 2668.0097 | 2735.213 | 2800.2287 | 2850.1189 | 2896.1101
GFALLS SOUTHSIDE | SOUTHSIDE EAST BANK | 20000 |  |  | 0.8364 | 8064.5688 | 0.7352% | 85.7033 | 120.3221 | 162.7127 | 212.5265 | 268.5865 | 332.666 | 405.103 | 488.9944 | 589.2803 | 700.6796 | 824.5764 | 945.9891 | 1047.0451 | 1138.1842 | 1225.7948 | 1304.0071 | 1368.6396 | 1421.1233 | 1459.7034 | 1489.7572 | 1516.4578 | 1538.5376 | 1555.8308 | 1570.2055 | 1583.664 | 1595.5916 | 85.7033 | 139.2061 | 229.7307 | 346.0747 | 491.1314 | 646.7932 | 795.3181 | 938.9389 | 1073.1504 | 1200.4924 | 1325.1655 | 1437.6329 | 1526.3757 | 1601.7673 | 1670.9242 | 1731.9124 | 1784.6847 | 1830.6999 | 1870.1578 | 1906.7589 | 1944.6831 | 1982.5953 | 2021.8038 | 2058.5583 | 2087.976 | 2114.8552 | 85.7033 | 158.0901 | 296.7488 | 479.6228 | 713.6763 | 960.9205 | 1185.5331 | 1388.8835 | 1557.0205 | 1700.3052 | 1825.7547 | 1929.2766 | 2005.7063 | 2065.3504 | 2116.0537 | 2159.8177 | 2200.7297 | 2240.2765 | 2280.6123 | 2323.7606 | 2372.9084 | 2426.6531 | 2487.7769 | 2546.9111 | 2592.2881 | 2634.1188
GILDFORD | GILDFORD | 500 |  |  | 0.9743 | 323.4676 | 0.02949% | 3.4375 | 4.8261 | 6.5264 | 8.5244 | 10.7729 | 13.3431 | 16.2486 | 19.6134 | 23.6359 | 28.1041 | 33.0735 | 37.9434 | 41.9967 | 45.6523 | 49.1663 | 52.3034 | 54.8958 | 57.0009 | 58.5483 | 59.7537 | 60.8247 | 61.7103 | 62.4039 | 62.9805 | 63.5203 | 63.9987 | 3.4375 | 5.5835 | 9.2144 | 13.881 | 19.6991 | 25.9427 | 31.9 | 37.6606 | 43.0438 | 48.1514 | 53.152 | 57.6631 | 61.2225 | 64.2464 | 67.0203 | 69.4665 | 71.5832 | 73.4289 | 75.0115 | 76.4796 | 78.0007 | 79.5213 | 81.094 | 82.5682 | 83.7481 | 84.8263 | 3.4375 | 6.341 | 11.9025 | 19.2375 | 28.6254 | 38.5423 | 47.5514 | 55.7077 | 62.4517 | 68.1988 | 73.2305 | 77.3827 | 80.4483 | 82.8406 | 84.8743 | 86.6297 | 88.2707 | 89.8569 | 91.4747 | 93.2054 | 95.1767 | 97.3324 | 99.784 | 102.1559 | 103.976 | 105.6538
GLASGOW | GLASGOW EASTSIDE | 6250 |  |  | 0.61308 | 1952.6669 | 0.178% | 20.7513 | 29.1335 | 39.3975 | 51.4589 | 65.0326 | 80.5481 | 98.0872 | 118.3998 | 142.6819 | 169.6549 | 199.6539 | 229.0515 | 253.5201 | 275.5875 | 296.8006 | 315.7381 | 331.3875 | 344.0953 | 353.4367 | 360.7136 | 367.1786 | 372.5247 | 376.7119 | 380.1925 | 383.4511 | 386.3392 | 20.7513 | 33.7059 | 55.6245 | 83.7948 | 118.9172 | 156.6075 | 192.5697 | 227.3444 | 259.841 | 290.6742 | 320.8612 | 348.0928 | 369.58 | 387.8345 | 404.5794 | 419.3464 | 432.1241 | 443.2657 | 452.8197 | 461.6818 | 470.8644 | 480.044 | 489.5376 | 498.4369 | 505.5598 | 512.068 | 20.7513 | 38.2782 | 71.8515 | 116.1306 | 172.8018 | 232.6668 | 287.0521 | 336.2891 | 377 | 411.6934 | 442.0684 | 467.134 | 485.6399 | 500.0814 | 512.3582 | 522.9547 | 532.8607 | 542.4362 | 552.2026 | 562.6501 | 574.5502 | 587.5634 | 602.3632 | 616.6813 | 627.6684 | 637.7968
GLASGOW WESTSIDE | GLASGOW WESTSIDE #2 | 6250 |  |  | 0.9754 | 3712.3724 | 0.3384% | 39.4519 | 55.388 | 74.9017 | 97.8326 | 123.6388 | 153.1365 | 186.4816 | 225.0993 | 271.2641 | 322.5447 | 379.5782 | 435.4683 | 481.9875 | 523.9417 | 564.2715 | 600.2751 | 630.0275 | 654.1873 | 671.947 | 685.7817 | 698.0728 | 708.2368 | 716.1974 | 722.8145 | 729.0099 | 734.5006 | 39.4519 | 64.0809 | 105.7522 | 159.309 | 226.0831 | 297.7391 | 366.1097 | 432.2229 | 494.0046 | 552.6241 | 610.015 | 661.7872 | 702.6383 | 737.3434 | 769.1785 | 797.2533 | 821.546 | 842.7282 | 860.8919 | 877.7406 | 895.1982 | 912.6504 | 930.6993 | 947.6185 | 961.1605 | 973.5338 | 39.4519 | 72.7738 | 136.6027 | 220.7853 | 328.5274 | 442.3417 | 545.7378 | 639.3464 | 716.7451 | 782.7035 | 840.4518 | 888.1062 | 923.2891 | 950.7452 | 974.0855 | 994.2314 | 1013.0645 | 1031.2691 | 1049.8369 | 1069.6995 | 1092.3237 | 1117.0641 | 1145.2013 | 1172.4226 | 1193.311 | 1212.567
GLASGOW WESTSIDE | GLASGOW WESTSIDE #1 | 6250 |  |  | 0.9754 | 3216.8692 | 0.2933% | 34.1861 | 47.9952 | 64.9043 | 84.7745 | 107.1363 | 132.6969 | 161.5912 | 195.0546 | 235.0575 | 279.4935 | 328.9146 | 377.3448 | 417.655 | 454.0094 | 488.9563 | 520.1543 | 545.9355 | 566.8707 | 582.2599 | 594.248 | 604.8986 | 613.706 | 620.604 | 626.338 | 631.7064 | 636.4642 | 34.1861 | 55.5278 | 91.6371 | 138.0454 | 195.907 | 257.9988 | 317.2438 | 374.5326 | 428.0681 | 478.8634 | 528.5942 | 573.4562 | 608.8547 | 638.9276 | 666.5136 | 690.8411 | 711.8914 | 730.2464 | 745.9857 | 760.5855 | 775.713 | 790.8358 | 806.4757 | 821.1366 | 832.871 | 843.5928 | 34.1861 | 63.0604 | 118.3699 | 191.3163 | 284.6777 | 383.3008 | 472.8963 | 554.0106 | 621.0786 | 678.2333 | 728.2738 | 769.5676 | 800.0545 | 823.8459 | 844.0709 | 861.5279 | 877.8473 | 893.6221 | 909.7116 | 926.923 | 946.5275 | 967.9657 | 992.3473 | 1015.9353 | 1034.0357 | 1050.7215
GREAT FALLS CITY | GREAT FALLS CITY (NORTH BANK) | 20000 |  |  | 0.9189 | 9491.3181 | 0.8653% | 100.8656 | 141.609 | 191.4991 | 250.1258 | 316.1037 | 391.5198 | 476.7721 | 575.5052 | 693.5333 | 824.6409 | 970.4569 | 1113.3495 | 1232.2839 | 1339.5469 | 1442.6572 | 1534.7066 | 1610.7735 | 1672.5424 | 1717.9479 | 1753.3187 | 1784.7431 | 1810.7291 | 1831.0817 | 1847.9995 | 1863.8391 | 1877.8769 | 100.8656 | 163.8339 | 270.3737 | 407.3007 | 578.0203 | 761.2211 | 936.0224 | 1105.052 | 1263.0077 | 1412.8785 | 1559.6082 | 1691.9728 | 1796.4156 | 1885.1452 | 1966.5371 | 2038.315 | 2100.4235 | 2154.5795 | 2201.0182 | 2244.0946 | 2288.7282 | 2333.3477 | 2379.4928 | 2422.7497 | 2457.3719 | 2489.0064 | 100.8656 | 186.0588 | 349.2483 | 564.4756 | 839.9368 | 1130.9225 | 1395.2726 | 1634.5989 | 1832.482 | 2001.116 | 2148.7595 | 2270.5961 | 2360.5473 | 2430.7434 | 2490.417 | 2541.9234 | 2590.0735 | 2636.6167 | 2684.0885 | 2734.8705 | 2792.7133 | 2855.9663 | 2927.9039 | 2997.4998 | 3050.9047 | 3100.1359
GREAT FALLS CITY | GREAT FALLS CITY (SOUTH BANK) | 20000 |  |  | 0.61308 | 10734.4566 | 0.9786% | 114.0766 | 160.1564 | 216.581 | 282.8864 | 357.5059 | 442.7997 | 539.218 | 650.8828 | 784.3698 | 932.6494 | 1097.5639 | 1259.1719 | 1393.684 | 1514.996 | 1631.6112 | 1735.7169 | 1821.7468 | 1891.6059 | 1942.9585 | 1982.962 | 2018.5022 | 2047.8919 | 2070.9102 | 2090.0438 | 2107.958 | 2123.8344 | 114.0766 | 185.2923 | 305.7863 | 460.6475 | 653.7273 | 860.9231 | 1058.6192 | 1249.7877 | 1428.4318 | 1597.9322 | 1763.8801 | 1913.5812 | 2031.7036 | 2132.0547 | 2224.107 | 2305.2861 | 2375.5294 | 2436.7786 | 2489.2996 | 2538.018 | 2588.4975 | 2638.9612 | 2691.1502 | 2740.0727 | 2779.2296 | 2815.0075 | 114.0766 | 210.4281 | 394.9916 | 638.4086 | 949.9487 | 1279.0466 | 1578.0203 | 1848.6927 | 2072.4939 | 2263.2149 | 2430.1962 | 2567.9905 | 2669.7233 | 2749.1134 | 2816.6028 | 2874.8554 | 2929.312 | 2981.9513 | 3035.6407 | 3093.074 | 3158.4928 | 3230.0304 | 3311.3901 | 3390.1015 | 3450.5012 | 3506.1805
GREAT FALLS EASTSIDE | GREAT FALLS EASTSIDE 1 | 12500 |  |  | 0.7184 | 10148.1184 | 0.9251% | 107.8455 | 151.4083 | 204.7509 | 267.4345 | 337.9781 | 418.613 | 509.7648 | 615.3302 | 741.5259 | 881.7062 | 1037.6127 | 1190.3934 | 1317.5581 | 1432.2438 | 1542.4892 | 1640.9084 | 1722.2392 | 1788.2825 | 1836.8301 | 1874.6485 | 1908.2475 | 1936.0318 | 1957.7928 | 1975.8813 | 1992.817 | 2007.8262 | 107.8455 | 175.1712 | 289.0836 | 435.486 | 618.0194 | 813.8977 | 1000.7952 | 1181.5217 | 1350.4079 | 1510.6498 | 1667.5333 | 1809.0575 | 1920.7278 | 2015.5974 | 2102.6217 | 2179.3666 | 2245.773 | 2303.6767 | 2353.3289 | 2399.3862 | 2447.1084 | 2494.8156 | 2544.154 | 2590.4042 | 2627.4223 | 2661.2459 | 107.8455 | 198.9341 | 373.4164 | 603.5374 | 898.0606 | 1209.1824 | 1491.8256 | 1747.7133 | 1959.29 | 2139.5935 | 2297.4539 | 2427.7216 | 2523.8975 | 2598.9511 | 2662.7541 | 2717.8248 | 2769.3069 | 2819.0709 | 2869.8278 | 2924.1239 | 2985.9694 | 3053.5995 | 3130.5152 | 3204.9272 | 3262.0277 | 3314.6657
GREAT FALLS EASTSIDE | GREAT FALLS EASTSIDE 2 | 12500 |  |  | 0.7184 | 3370.7328 | 0.3073% | 35.8212 | 50.2908 | 68.0087 | 88.8293 | 112.2606 | 139.0438 | 169.3202 | 204.3841 | 246.3004 | 292.8618 | 344.6467 | 395.3933 | 437.6315 | 475.7247 | 512.3432 | 545.0334 | 572.0477 | 593.9842 | 610.1095 | 622.671 | 633.831 | 643.0597 | 650.2877 | 656.2958 | 661.9211 | 666.9065 | 35.8212 | 58.1837 | 96.0201 | 144.6482 | 205.2773 | 270.339 | 332.4176 | 392.4466 | 448.5427 | 501.7676 | 553.877 | 600.8847 | 637.9764 | 669.4877 | 698.3931 | 723.8842 | 745.9413 | 765.1742 | 781.6664 | 796.9645 | 812.8156 | 828.6617 | 845.0496 | 860.4118 | 872.7075 | 883.9421 | 35.8212 | 66.0766 | 124.0315 | 200.4671 | 298.2939 | 401.6341 | 495.5151 | 580.5091 | 650.785 | 710.6734 | 763.1073 | 806.3762 | 838.3213 | 863.2506 | 884.443 | 902.735 | 919.8349 | 936.3642 | 953.2233 | 971.2579 | 991.8001 | 1014.2637 | 1039.8115 | 1064.5277 | 1083.4938 | 1100.9777
GREAT FALLS NORTHEAST | GREAT FALLS NORTHEAST | 20000 |  |  | 0.6974 | 9460.231 | 0.8624% | 100.5352 | 141.1452 | 190.8719 | 249.3066 | 315.0684 | 390.2375 | 475.2106 | 573.6202 | 691.2617 | 821.94 | 967.2784 | 1109.7029 | 1228.2478 | 1335.1595 | 1437.932 | 1529.6799 | 1605.4977 | 1667.0642 | 1712.3211 | 1747.576 | 1778.8974 | 1804.7984 | 1825.0844 | 1841.9468 | 1857.7344 | 1871.7263 | 100.5352 | 163.2973 | 269.4882 | 405.9667 | 576.1271 | 758.7279 | 932.9566 | 1101.4326 | 1258.8709 | 1408.2508 | 1554.5 | 1686.431 | 1790.5318 | 1878.9707 | 1960.096 | 2031.6389 | 2093.5439 | 2147.5226 | 2193.8092 | 2236.7445 | 2281.2319 | 2325.7052 | 2371.6992 | 2414.8144 | 2449.3232 | 2480.8541 | 100.5352 | 185.4494 | 348.1044 | 562.6268 | 837.1858 | 1127.2183 | 1390.7026 | 1629.245 | 1826.4801 | 1994.5617 | 2141.7216 | 2263.1591 | 2352.8158 | 2422.7819 | 2482.26 | 2533.5978 | 2581.5902 | 2627.981 | 2675.2973 | 2725.9129 | 2783.5663 | 2846.6121 | 2918.3141 | 2987.6821 | 3040.912 | 3089.982
GREAT FALLS NORTHWEST | GREAT FALLS NORTHWEST (EAST BANK) | 20000 |  |  | 0.9377 | 14253.04 | 1.299% | 151.4691 | 212.6531 | 287.5728 | 375.612 | 474.6906 | 587.9423 | 715.9651 | 864.2317 | 1041.4736 | 1238.357 | 1457.3278 | 1671.9084 | 1850.5113 | 2011.5874 | 2166.4273 | 2304.6571 | 2418.8863 | 2511.6441 | 2579.8293 | 2632.9453 | 2680.135 | 2719.1581 | 2749.7215 | 2775.1268 | 2798.9129 | 2819.9934 | 151.4691 | 246.0281 | 406.0182 | 611.6404 | 868.0086 | 1143.12 | 1405.6176 | 1659.4482 | 1896.649 | 2121.7088 | 2342.0518 | 2540.8226 | 2697.6636 | 2830.9081 | 2953.1337 | 3060.9221 | 3154.1899 | 3235.5157 | 3305.2523 | 3369.9397 | 3436.9656 | 3503.9705 | 3573.2662 | 3638.2247 | 3690.2166 | 3737.7219 | 151.4691 | 279.4031 | 524.4636 | 847.6688 | 1261.3267 | 1698.2976 | 2095.2702 | 2454.6647 | 2751.8243 | 3005.0606 | 3226.7757 | 3409.7368 | 3544.8159 | 3650.2288 | 3739.8402 | 3817.1871 | 3889.4936 | 3959.3872 | 4030.6753 | 4106.9342 | 4193.7962 | 4288.7828 | 4396.8109 | 4501.3227 | 4581.5204 | 4655.4505
GREAT FALLS NORTHWEST | GREAT FALLS NORTHWEST (WEST BANK) | 20000 |  |  | 0.9377 | 11533.71 | 1.051% | 122.5703 | 172.0811 | 232.7069 | 303.9492 | 384.1246 | 475.7691 | 579.3665 | 699.3454 | 842.7714 | 1002.0915 | 1179.285 | 1352.9259 | 1497.4532 | 1627.7977 | 1753.0958 | 1864.9528 | 1957.3882 | 2032.4488 | 2087.625 | 2130.607 | 2168.7935 | 2200.3714 | 2225.1036 | 2245.6618 | 2264.9098 | 2281.9684 | 122.5703 | 199.0885 | 328.5542 | 494.9458 | 702.4017 | 925.0247 | 1137.4406 | 1342.8429 | 1534.7883 | 1716.9091 | 1895.2129 | 2056.0604 | 2182.9778 | 2290.8007 | 2389.7069 | 2476.9304 | 2552.4037 | 2618.2133 | 2674.6449 | 2726.9907 | 2781.2288 | 2835.4498 | 2891.5246 | 2944.0898 | 2986.1622 | 3024.6039 | 122.5703 | 226.0959 | 424.4014 | 685.9425 | 1020.6789 | 1374.2803 | 1695.5147 | 1986.3405 | 2226.8052 | 2431.7267 | 2611.1409 | 2759.1949 | 2868.5024 | 2953.8036 | 3026.318 | 3088.9079 | 3147.4192 | 3203.9778 | 3261.6649 | 3323.3744 | 3393.6641 | 3470.5282 | 3557.9457 | 3642.5177 | 3707.4145 | 3767.2395
GREAT FALLS RIVERVIEW | GREAT FALLS RIVERVIEW #1 | 20000 |  |  | 0.61308 | 7635.9391 | 0.6961% | 81.1482 | 113.927 | 154.0646 | 201.2308 | 254.3112 | 314.9849 | 383.5719 | 463.0044 | 557.9602 | 663.4387 | 780.7504 | 895.71 | 991.3949 | 1077.69 | 1160.6441 | 1234.6995 | 1295.8967 | 1345.5909 | 1382.1205 | 1410.577 | 1435.8584 | 1456.7647 | 1473.1388 | 1486.7494 | 1499.4926 | 1510.7863 | 81.1482 | 131.8074 | 217.5206 | 327.6809 | 465.0279 | 612.4163 | 753.0471 | 889.0346 | 1016.1128 | 1136.6866 | 1254.7333 | 1361.223 | 1445.2492 | 1516.6338 | 1582.1151 | 1639.8617 | 1689.8291 | 1733.3987 | 1770.7594 | 1805.4152 | 1841.3237 | 1877.2209 | 1914.3455 | 1949.1465 | 1977.0007 | 2002.4512 | 81.1482 | 149.6877 | 280.9767 | 454.131 | 675.7445 | 909.8478 | 1122.5223 | 1315.0647 | 1474.2653 | 1609.9344 | 1728.7163 | 1826.7361 | 1899.1035 | 1955.5775 | 2003.586 | 2045.0239 | 2083.7615 | 2121.2064 | 2159.3983 | 2200.2534 | 2246.7889 | 2297.6771 | 2355.5522 | 2411.5435 | 2454.5087 | 2494.1161
GREAT FALLS RIVERVIEW | GREAT FALLS RIVERVIEW #2 | 25000 |  |  | 0.61308 | 3739.8016 | 0.3409% | 39.7434 | 55.7973 | 75.4551 | 98.5554 | 124.5523 | 154.268 | 187.8594 | 226.7625 | 273.2684 | 324.9278 | 382.3828 | 438.6858 | 485.5487 | 527.8129 | 568.4407 | 604.7103 | 634.6825 | 659.0208 | 676.9117 | 690.8486 | 703.2305 | 713.4697 | 721.4891 | 728.1551 | 734.3962 | 739.9275 | 39.7434 | 64.5544 | 106.5336 | 160.486 | 227.7535 | 299.939 | 368.8147 | 435.4164 | 497.6546 | 556.7072 | 614.5221 | 666.6769 | 707.8298 | 742.7913 | 774.8616 | 803.1438 | 827.616 | 848.9548 | 867.2527 | 884.2258 | 901.8125 | 919.3936 | 937.5759 | 954.6201 | 968.2621 | 980.7268 | 39.7434 | 73.3115 | 137.612 | 222.4166 | 330.9548 | 445.6099 | 549.7701 | 644.0702 | 722.0408 | 788.4866 | 846.6615 | 894.668 | 930.1109 | 957.7698 | 981.2826 | 1001.5774 | 1020.5496 | 1038.8887 | 1057.5937 | 1077.603 | 1100.3944 | 1125.3176 | 1153.6627 | 1181.0851 | 1202.1279 | 1221.5261
GREAT FALLS SOUTHEAST | GREAT FALLS SOUTHEAST | 42000 |  |  | 0.7941 | 7226.31 | 0.6588% | 76.795 | 107.8154 | 145.7998 | 190.4358 | 240.6687 | 298.0875 | 362.9952 | 438.1666 | 528.0285 | 627.8486 | 738.8671 | 847.6597 | 938.2117 | 1019.8775 | 1098.3815 | 1168.4642 | 1226.3785 | 1273.4069 | 1307.9768 | 1334.9067 | 1358.832 | 1378.6167 | 1394.1124 | 1406.9929 | 1419.0525 | 1429.7404 | 76.795 | 124.7366 | 205.8517 | 310.1025 | 440.0815 | 579.5633 | 712.65 | 841.3424 | 961.6035 | 1075.7091 | 1187.4233 | 1288.2004 | 1367.719 | 1435.2741 | 1497.2427 | 1551.8915 | 1599.1784 | 1640.4107 | 1675.7673 | 1708.5639 | 1742.5461 | 1776.5176 | 1811.6507 | 1844.5847 | 1870.9447 | 1895.0299 | 76.795 | 141.6577 | 265.9037 | 429.7692 | 639.4943 | 861.0391 | 1062.3047 | 1244.5182 | 1395.1785 | 1523.5697 | 1635.9795 | 1728.741 | 1797.2263 | 1850.6708 | 1896.1039 | 1935.3188 | 1971.9784 | 2007.4145 | 2043.5577 | 2082.221 | 2126.2602 | 2174.4185 | 2229.1889 | 2282.1765 | 2322.8368 | 2360.3195
GREAT FALLS SOUTHWEST | GREAT FALLS SOUTHWEST | 20000 |  |  | 0.9861 | 14134.7574 | 1.289% | 150.212 | 210.8884 | 285.1863 | 372.4949 | 470.7512 | 583.0631 | 710.0235 | 857.0597 | 1032.8307 | 1228.0801 | 1445.2338 | 1658.0336 | 1835.1543 | 1994.8937 | 2148.4486 | 2285.5313 | 2398.8125 | 2490.8006 | 2558.4199 | 2611.0951 | 2657.8932 | 2696.5925 | 2726.9022 | 2752.0967 | 2775.6854 | 2796.591 | 150.212 | 243.9864 | 402.6487 | 606.5645 | 860.8053 | 1133.6335 | 1393.9527 | 1645.6768 | 1880.9091 | 2104.1012 | 2322.6156 | 2519.7369 | 2675.2763 | 2807.4151 | 2928.6264 | 3035.5202 | 3128.0141 | 3208.6649 | 3277.8228 | 3341.9734 | 3408.4431 | 3474.8918 | 3543.6125 | 3608.032 | 3659.5924 | 3706.7035 | 150.212 | 277.0844 | 520.1112 | 840.6342 | 1250.8593 | 1684.2039 | 2077.882 | 2434.294 | 2728.9875 | 2980.1223 | 3199.9975 | 3381.4402 | 3515.3983 | 3619.9364 | 3708.8041 | 3785.5091 | 3857.2156 | 3926.5292 | 3997.2257 | 4072.8517 | 4158.9929 | 4253.1912 | 4360.3228 | 4463.9672 | 4543.4994 | 4616.816
GREY | GREY CLIFF | 1800 |  |  | 0.7178 | 765.1748 | 0.06976% | 8.1316 | 11.4163 | 15.4384 | 20.1647 | 25.4838 | 31.5637 | 38.4366 | 46.3963 | 55.9115 | 66.4812 | 78.2367 | 89.7564 | 99.3447 | 107.9921 | 116.3047 | 123.7256 | 129.858 | 134.8377 | 138.4982 | 141.3497 | 143.8831 | 145.9781 | 147.6189 | 148.9828 | 150.2597 | 151.3914 | 8.1316 | 13.208 | 21.7971 | 32.8359 | 46.5991 | 61.3684 | 75.4606 | 89.0875 | 101.8216 | 113.904 | 125.7331 | 136.4041 | 144.8241 | 151.9774 | 158.5391 | 164.3257 | 169.3328 | 173.6987 | 177.4425 | 180.9153 | 184.5136 | 188.1107 | 191.8309 | 195.3182 | 198.1094 | 200.6597 | 8.1316 | 14.9998 | 28.1558 | 45.5071 | 67.7144 | 91.1731 | 112.4846 | 131.7787 | 147.7318 | 161.3268 | 173.2295 | 183.0518 | 190.3035 | 195.9626 | 200.7734 | 204.9258 | 208.8076 | 212.5598 | 216.3869 | 220.4809 | 225.1441 | 230.2434 | 236.0429 | 241.6536 | 245.959 | 249.928
GRIZZLY | GRIZZLY PEAK | 5000 |  |  | 1 | 1367 | 0.1246% | 14.5273 | 20.3954 | 27.5809 | 36.0247 | 45.5273 | 56.3892 | 68.6678 | 82.8879 | 99.8871 | 118.77 | 139.7714 | 160.3517 | 177.4814 | 192.9301 | 207.7807 | 221.0382 | 231.9938 | 240.8902 | 247.4298 | 252.5241 | 257.05 | 260.7927 | 263.724 | 266.1606 | 268.442 | 270.4638 | 14.5273 | 23.5964 | 38.9409 | 58.662 | 83.2502 | 109.6359 | 134.8119 | 159.1566 | 181.9064 | 203.4917 | 224.6247 | 243.6887 | 258.7312 | 271.5106 | 283.2332 | 293.5711 | 302.5164 | 310.3162 | 317.0046 | 323.2088 | 329.6372 | 336.0636 | 342.7097 | 348.9398 | 353.9263 | 358.4825 | 14.5273 | 26.7974 | 50.301 | 81.2994 | 120.973 | 162.8826 | 200.956 | 235.4253 | 263.9257 | 288.2135 | 309.478 | 327.0257 | 339.981 | 350.0911 | 358.6857 | 366.104 | 373.0389 | 379.7423 | 386.5795 | 393.8934 | 402.2243 | 411.3344 | 421.6953 | 431.719 | 439.4107 | 446.5013
HAMILTON SOUTHSIDE | HAMILTON SOUTHSIDE 2 | 20000 |  |  | 0.9879 | 15406.3005 | 1.405% | 163.7249 | 229.8596 | 310.8413 | 406.004 | 513.0993 | 635.5147 | 773.8962 | 934.1596 | 1125.7427 | 1338.5565 | 1575.245 | 1807.188 | 2000.2423 | 2174.3516 | 2341.7201 | 2491.1345 | 2614.6063 | 2714.8695 | 2788.5718 | 2845.9856 | 2896.9936 | 2939.1742 | 2972.2105 | 2999.6715 | 3025.3822 | 3048.1684 | 163.7249 | 265.935 | 438.8704 | 661.1302 | 938.2421 | 1235.6136 | 1519.3508 | 1793.7196 | 2050.1131 | 2293.3833 | 2531.5549 | 2746.4089 | 2915.9405 | 3059.9662 | 3192.0815 | 3308.5914 | 3409.4059 | 3497.3119 | 3572.6912 | 3642.6127 | 3715.0619 | 3787.4883 | 3862.391 | 3932.6055 | 3988.8042 | 4040.1534 | 163.7249 | 302.0105 | 566.8996 | 916.2565 | 1363.3848 | 1835.7125 | 2264.8054 | 2653.2797 | 2974.4834 | 3248.21 | 3487.8648 | 3685.6299 | 3831.6387 | 3945.5809 | 4042.443 | 4126.0483 | 4204.2054 | 4279.7543 | 4356.8105 | 4439.2398 | 4533.1301 | 4635.8023 | 4752.5714 | 4865.5395 | 4952.2263 | 5032.1383
HAMILTON SOUTHSIDE | HAMILTON SOUTHSIDE 1 | 20000 |  |  | 0.9879 | 10562.6268 | 0.9629% | 112.2505 | 157.5927 | 213.1141 | 278.3581 | 351.7831 | 435.7116 | 530.5866 | 640.4639 | 771.8141 | 917.7202 | 1079.9948 | 1239.016 | 1371.3748 | 1490.7449 | 1605.4935 | 1707.9327 | 1792.5855 | 1861.3264 | 1911.857 | 1951.2201 | 1986.1914 | 2015.1106 | 2037.7605 | 2056.5878 | 2074.2152 | 2089.8376 | 112.2505 | 182.3262 | 300.8915 | 453.2738 | 643.2629 | 847.1421 | 1041.6735 | 1229.782 | 1405.5665 | 1572.3536 | 1735.6451 | 1882.9499 | 1999.1815 | 2097.9262 | 2188.505 | 2268.3847 | 2337.5035 | 2397.7723 | 2449.4526 | 2497.3911 | 2547.0626 | 2596.7185 | 2648.0721 | 2696.2115 | 2734.7416 | 2769.9468 | 112.2505 | 207.0597 | 388.6689 | 628.1894 | 934.7426 | 1258.5725 | 1552.7605 | 1819.1001 | 2039.3188 | 2226.9869 | 2391.2953 | 2526.8839 | 2626.9882 | 2705.1074 | 2771.5165 | 2828.8367 | 2882.4215 | 2934.2182 | 2987.0483 | 3043.5622 | 3107.9338 | 3178.3263 | 3258.3837 | 3335.8351 | 3395.2679 | 3450.056
HARDIN | HARDIN CITY | 20000 |  |  | 0.9829 | 6301.3719 | 0.5745% | 66.9656 | 94.0155 | 127.138 | 166.0608 | 209.8641 | 259.9335 | 316.5333 | 382.0831 | 460.443 | 547.4866 | 644.2951 | 739.1628 | 818.1244 | 889.3373 | 957.7931 | 1018.9056 | 1069.4071 | 1110.416 | 1140.5612 | 1164.0441 | 1184.907 | 1202.1594 | 1215.6717 | 1226.9036 | 1237.4196 | 1246.7395 | 66.9656 | 108.7708 | 179.5036 | 270.4106 | 383.7529 | 505.3816 | 621.4337 | 733.654 | 838.5222 | 938.0228 | 1035.438 | 1123.316 | 1192.6566 | 1251.5649 | 1305.6017 | 1353.2558 | 1394.4901 | 1430.4448 | 1461.2759 | 1489.8747 | 1519.5073 | 1549.1306 | 1579.7668 | 1608.4854 | 1631.4714 | 1652.4739 | 66.9656 | 123.5261 | 231.8691 | 374.7605 | 557.6417 | 750.8296 | 926.3341 | 1085.225 | 1216.6014 | 1328.559 | 1426.5809 | 1507.4693 | 1567.1887 | 1613.7925 | 1653.4103 | 1687.606 | 1719.5732 | 1750.4737 | 1781.9906 | 1815.7053 | 1854.1076 | 1896.1018 | 1943.8619 | 1990.0672 | 2025.5232 | 2058.2083
HARLEM | HARLEM | 5600 |  |  | 0.9241 | 2047.8056 | 0.1867% | 21.7623 | 30.5529 | 41.317 | 53.9661 | 68.2012 | 84.4726 | 102.8663 | 124.1685 | 149.6337 | 177.9209 | 209.3816 | 240.2114 | 265.8722 | 289.0148 | 311.2615 | 331.1216 | 347.5335 | 360.8605 | 370.657 | 378.2884 | 385.0684 | 390.6751 | 395.0662 | 398.7164 | 402.1338 | 405.1626 | 21.7623 | 35.3481 | 58.3347 | 87.8774 | 124.7111 | 164.2378 | 201.9521 | 238.4212 | 272.501 | 304.8365 | 336.4943 | 365.0527 | 387.5868 | 406.7307 | 424.2915 | 439.778 | 453.1783 | 464.8627 | 474.8821 | 484.1761 | 493.8061 | 503.433 | 513.389 | 522.722 | 530.1919 | 537.0172 | 21.7623 | 40.1432 | 75.3523 | 121.7888 | 181.2211 | 244.0029 | 301.038 | 352.674 | 395.3684 | 431.7521 | 463.607 | 489.894 | 509.3014 | 524.4466 | 537.3216 | 548.4344 | 558.823 | 568.865 | 579.1073 | 590.0638 | 602.5437 | 616.1909 | 631.7118 | 646.7276 | 658.25 | 668.8719
HARLOWTON | HARLOWTON | 2500 |  |  | 0.9728 | 2046.7712 | 0.1866% | 21.7513 | 30.5375 | 41.2962 | 53.9388 | 68.1667 | 84.4299 | 102.8143 | 124.1058 | 149.5581 | 177.8311 | 209.2758 | 240.0901 | 265.7379 | 288.8688 | 311.1042 | 330.9544 | 347.3579 | 360.6782 | 370.4698 | 378.0973 | 384.8739 | 390.4777 | 394.8667 | 398.515 | 401.9307 | 404.9579 | 21.7513 | 35.3302 | 58.3052 | 87.833 | 124.6482 | 164.1548 | 201.8501 | 238.3008 | 272.3634 | 304.6825 | 336.3243 | 364.8683 | 387.3911 | 406.5253 | 424.0772 | 439.5559 | 452.9493 | 464.6279 | 474.6423 | 483.9315 | 493.5566 | 503.1787 | 513.1297 | 522.4579 | 529.9241 | 536.746 | 21.7513 | 40.123 | 75.3142 | 121.7273 | 181.1296 | 243.8797 | 300.8859 | 352.4958 | 395.1687 | 431.534 | 463.3728 | 489.6465 | 509.0442 | 524.1817 | 537.0501 | 548.1573 | 558.5407 | 568.5776 | 578.8148 | 589.7657 | 602.2393 | 615.8796 | 631.3927 | 646.4009 | 657.9175 | 668.534
HARRISON | HARRISON - PONY | 2496 |  |  | 0.7925 | 1122.18 | 0.1023% | 11.9256 | 16.7427 | 22.6414 | 29.5729 | 37.3737 | 46.2903 | 56.3698 | 68.0433 | 81.998 | 97.4992 | 114.7393 | 131.6338 | 145.6957 | 158.3777 | 170.5686 | 181.4518 | 190.4454 | 197.7485 | 203.1169 | 207.2988 | 211.0142 | 214.0866 | 216.4929 | 218.4932 | 220.3659 | 222.0256 | 11.9256 | 19.3705 | 31.9669 | 48.1561 | 68.3406 | 90.0009 | 110.668 | 130.6528 | 149.3283 | 167.0478 | 184.396 | 200.0458 | 212.3943 | 222.885 | 232.5081 | 240.9946 | 248.3378 | 254.7408 | 260.2314 | 265.3244 | 270.6015 | 275.877 | 281.3328 | 286.4472 | 290.5406 | 294.2809 | 11.9256 | 21.9982 | 41.2924 | 66.7392 | 99.3076 | 133.7115 | 164.9662 | 193.2623 | 216.6585 | 236.5965 | 254.0527 | 268.4577 | 279.0928 | 287.3923 | 294.4476 | 300.5374 | 306.2302 | 311.7332 | 317.3459 | 323.3499 | 330.1888 | 337.6674 | 346.1727 | 354.4012 | 360.7154 | 366.5361
HAUGAN | HAUGAN | 1500 |  |  | 0.9887 | 911.5814 | 0.0831% | 9.6875 | 13.6007 | 18.3923 | 24.023 | 30.3598 | 37.603 | 45.791 | 55.2737 | 66.6095 | 79.2016 | 93.2063 | 106.9302 | 118.3531 | 128.6551 | 138.5581 | 147.3989 | 154.7047 | 160.6372 | 164.9981 | 168.3952 | 171.4133 | 173.9091 | 175.8639 | 177.4887 | 179.01 | 180.3583 | 9.6875 | 15.7352 | 25.9677 | 39.1187 | 55.5152 | 73.1105 | 89.8991 | 106.1333 | 121.3039 | 135.6981 | 149.7906 | 162.5033 | 172.5344 | 181.0563 | 188.8735 | 195.7673 | 201.7325 | 206.9338 | 211.394 | 215.5312 | 219.8179 | 224.1034 | 228.5353 | 232.6899 | 236.0151 | 239.0534 | 9.6875 | 17.8698 | 33.5431 | 54.2143 | 80.6706 | 108.618 | 134.0072 | 156.9929 | 175.9984 | 192.1946 | 206.3748 | 218.0765 | 226.7157 | 233.4576 | 239.1889 | 244.1358 | 248.7603 | 253.2305 | 257.7898 | 262.6671 | 268.2225 | 274.2976 | 281.2068 | 287.891 | 293.0202 | 297.7486
HAUSER | HAUSER DIST | 4998 |  |  | 0.9237 | 393.4962 | 0.03587% | 4.1817 | 5.8709 | 7.9393 | 10.3699 | 13.1052 | 16.2318 | 19.7663 | 23.8596 | 28.7529 | 34.1884 | 40.2337 | 46.1578 | 51.0887 | 55.5357 | 59.8105 | 63.6267 | 66.7803 | 69.3412 | 71.2236 | 72.69 | 73.9928 | 75.0702 | 75.914 | 76.6154 | 77.272 | 77.854 | 4.1817 | 6.7923 | 11.2093 | 16.8861 | 23.9639 | 31.5591 | 38.8061 | 45.8138 | 52.3625 | 58.5759 | 64.6591 | 70.1467 | 74.4768 | 78.1554 | 81.5298 | 84.5056 | 87.0805 | 89.3257 | 91.251 | 93.0369 | 94.8873 | 96.7372 | 98.6503 | 100.4437 | 101.8791 | 103.1906 | 4.1817 | 7.7137 | 14.4793 | 23.4023 | 34.8226 | 46.8864 | 57.846 | 67.7681 | 75.972 | 82.9633 | 89.0844 | 94.1356 | 97.8648 | 100.7751 | 103.2491 | 105.3844 | 107.3807 | 109.3103 | 111.2784 | 113.3837 | 115.7818 | 118.4042 | 121.3866 | 124.272 | 126.4861 | 128.5271
HAVRE CITY | HAVRE CITY EAST BANK 1 | 6250 |  |  | 0.9838 | 4137.8628 | 0.3772% | 43.9736 | 61.7363 | 83.4865 | 109.0456 | 137.8095 | 170.6881 | 207.855 | 250.8989 | 302.3548 | 359.5129 | 423.0832 | 485.3791 | 537.2301 | 583.9928 | 628.945 | 669.0752 | 702.2375 | 729.1665 | 748.9616 | 764.3819 | 778.0818 | 789.4108 | 798.2837 | 805.6593 | 812.5647 | 818.6847 | 43.9736 | 71.4255 | 117.8729 | 177.568 | 251.9954 | 331.8642 | 408.071 | 481.7617 | 550.6245 | 615.9626 | 679.9314 | 737.6374 | 783.1706 | 821.8534 | 857.3373 | 888.6298 | 915.7068 | 939.3168 | 959.5623 | 978.342 | 997.8006 | 1017.2531 | 1037.3706 | 1056.229 | 1071.323 | 1085.1145 | 43.9736 | 81.1147 | 152.2593 | 246.0905 | 366.1813 | 493.0403 | 608.2871 | 712.6245 | 798.8942 | 872.4124 | 936.7795 | 989.8957 | 1029.1111 | 1059.714 | 1085.7295 | 1108.1844 | 1129.176 | 1149.4671 | 1170.1631 | 1192.3022 | 1217.5195 | 1245.0954 | 1276.4575 | 1306.7988 | 1330.0813 | 1351.5443
HAVRE CITY | HAVRE CITY WEST BANK 3 | 6250 |  |  | 0.9838 | 3455.1056 | 0.315% | 36.7179 | 51.5496 | 69.711 | 91.0528 | 115.0706 | 142.5242 | 173.5584 | 209.5 | 252.4655 | 300.1924 | 353.2735 | 405.2904 | 448.5858 | 487.6326 | 525.1676 | 558.6762 | 586.3667 | 608.8523 | 625.3812 | 638.2571 | 649.6965 | 659.1561 | 666.565 | 672.7236 | 678.4896 | 683.5998 | 36.7179 | 59.6401 | 98.4236 | 148.2689 | 210.4156 | 277.1058 | 340.7383 | 402.2699 | 459.7702 | 514.3273 | 567.7411 | 615.9255 | 653.9456 | 686.2456 | 715.8746 | 742.0037 | 764.613 | 784.3273 | 801.2323 | 816.9133 | 833.1612 | 849.4039 | 866.202 | 881.9487 | 894.5522 | 906.068 | 36.7179 | 67.7306 | 127.1362 | 205.4849 | 305.7605 | 411.6874 | 507.9183 | 595.0398 | 667.0748 | 728.4623 | 782.2086 | 826.5606 | 859.3053 | 884.8587 | 906.5815 | 925.3313 | 942.8593 | 959.8023 | 977.0834 | 995.5695 | 1016.6258 | 1039.6517 | 1065.839 | 1091.1739 | 1110.6148 | 1128.5363
HAVRE CITY | HAVRE CITY | 9375 |  |  | 0.9838 | 4664.1958 | 0.4252% | 49.5671 | 69.5891 | 94.1059 | 122.9161 | 155.3388 | 192.3995 | 234.294 | 282.8131 | 340.8141 | 405.2426 | 476.8991 | 547.1189 | 605.5653 | 658.2762 | 708.9464 | 754.181 | 791.5616 | 821.9159 | 844.229 | 861.6107 | 877.0532 | 889.8232 | 899.8248 | 908.1385 | 915.9224 | 922.8208 | 49.5671 | 80.5108 | 132.8663 | 200.1545 | 284.049 | 374.0771 | 459.9774 | 543.0414 | 620.6635 | 694.3126 | 766.4181 | 831.4643 | 882.7893 | 926.3925 | 966.3899 | 1001.6628 | 1032.184 | 1058.7972 | 1081.6179 | 1102.7864 | 1124.7201 | 1146.6469 | 1169.3234 | 1190.5806 | 1207.5945 | 1223.1403 | 49.5671 | 91.4325 | 171.6266 | 277.393 | 412.7593 | 555.7546 | 685.6608 | 803.2698 | 900.513 | 983.3826 | 1055.9371 | 1115.8097 | 1160.0133 | 1194.5088 | 1223.8334 | 1249.1446 | 1272.8063 | 1295.6785 | 1319.0069 | 1343.9621 | 1372.387 | 1403.4706 | 1438.822 | 1473.0226 | 1499.2667 | 1523.4597
HAVRE EASTSIDE | HAVRE EASTSIDE | 12500 |  |  | 0.9684 | 5669.0136 | 0.5168% | 60.2454 | 84.5808 | 114.3794 | 149.3962 | 188.8037 | 233.8486 | 284.7684 | 343.7401 | 414.2364 | 492.5449 | 579.6385 | 664.986 | 736.0236 | 800.0901 | 861.6762 | 916.6559 | 962.0894 | 998.983 | 1026.103 | 1047.2294 | 1065.9987 | 1081.5198 | 1093.676 | 1103.7808 | 1113.2415 | 1121.6261 | 60.2454 | 97.8554 | 161.4899 | 243.2743 | 345.2423 | 454.6653 | 559.0713 | 660.03 | 754.3744 | 843.8899 | 931.5292 | 1010.5885 | 1072.9705 | 1125.9673 | 1174.5814 | 1217.4532 | 1254.5496 | 1286.8962 | 1314.6332 | 1340.3621 | 1367.021 | 1393.6715 | 1421.2333 | 1447.0699 | 1467.7492 | 1486.644 | 60.2454 | 111.13 | 208.6005 | 337.1523 | 501.6809 | 675.482 | 833.3741 | 976.32 | 1094.5124 | 1195.2348 | 1283.4199 | 1356.191 | 1409.9174 | 1451.8444 | 1487.4865 | 1518.2505 | 1547.0098 | 1574.8093 | 1603.1635 | 1633.4947 | 1668.0433 | 1705.8233 | 1748.7905 | 1790.3591 | 1822.257 | 1851.662
HAVRE HIGHLAND | HAVRE HIGHLAND PARK | 10500 |  |  | 0.9841 | 5655.6227 | 0.5156% | 60.1031 | 84.381 | 114.1092 | 149.0433 | 188.3578 | 233.2962 | 284.0958 | 342.9281 | 413.2579 | 491.3815 | 578.2693 | 663.4152 | 734.285 | 798.2002 | 859.6408 | 914.4906 | 959.8169 | 996.6233 | 1023.6792 | 1044.7557 | 1063.4807 | 1078.9651 | 1091.0926 | 1101.1735 | 1110.6119 | 1118.9766 | 60.1031 | 97.6242 | 161.1085 | 242.6996 | 344.4268 | 453.5913 | 557.7507 | 658.471 | 752.5925 | 841.8965 | 929.3288 | 1008.2013 | 1070.436 | 1123.3076 | 1171.8069 | 1214.5774 | 1251.5862 | 1283.8563 | 1311.5279 | 1337.196 | 1363.7919 | 1390.3795 | 1417.8761 | 1443.6518 | 1464.2822 | 1483.1324 | 60.1031 | 110.8675 | 208.1077 | 336.3559 | 500.4959 | 673.8865 | 831.4056 | 974.0138 | 1091.927 | 1192.4115 | 1280.3883 | 1352.9875 | 1406.587 | 1448.415 | 1483.9729 | 1514.6642 | 1543.3556 | 1571.0894 | 1599.3766 | 1629.6362 | 1664.1032 | 1701.7939 | 1744.6596 | 1786.13 | 1817.9526 | 1847.2881
HELENA EASTSIDE | HELENA EASTSIDE 1 | 20000 |  |  | 0.9849 | 11917.29 | 1.086% | 126.6467 | 177.8041 | 240.4461 | 314.0577 | 396.8995 | 491.5919 | 598.6346 | 722.6037 | 870.7997 | 1035.4184 | 1218.5048 | 1397.9205 | 1547.2545 | 1681.9339 | 1811.399 | 1926.9761 | 2022.4857 | 2100.0426 | 2157.0538 | 2201.4653 | 2240.9217 | 2273.5498 | 2299.1045 | 2320.3465 | 2340.2346 | 2357.8605 | 126.6467 | 205.7097 | 339.481 | 511.4064 | 725.7617 | 955.7885 | 1175.2688 | 1387.5023 | 1585.8312 | 1774.0088 | 1958.2426 | 2124.4394 | 2255.5777 | 2366.9865 | 2469.1821 | 2559.3064 | 2637.2897 | 2705.288 | 2763.5964 | 2817.6831 | 2873.7249 | 2929.7492 | 2987.6889 | 3042.0022 | 3085.4738 | 3125.1941 | 126.6467 | 233.6152 | 438.5159 | 708.7551 | 1054.6239 | 1419.9852 | 1751.9029 | 2052.4008 | 2300.8627 | 2512.5993 | 2697.9804 | 2850.9583 | 2963.901 | 3052.0391 | 3126.9652 | 3191.6367 | 3252.0938 | 3310.5335 | 3370.139 | 3433.9008 | 3506.5281 | 3585.9485 | 3676.2733 | 3763.658 | 3830.7131 | 3892.5277
HELENA GOLF COURSE | HELENA GOLF COURSE 2 | 42000 |  |  | 0.61308 | 14468.7404 | 1.319% | 153.7613 | 215.8713 | 291.9248 | 381.2964 | 481.8744 | 596.84 | 726.8002 | 877.3107 | 1057.2349 | 1257.0978 | 1479.3825 | 1697.2105 | 1878.5163 | 2042.0301 | 2199.2132 | 2339.535 | 2455.4928 | 2549.6544 | 2618.8715 | 2672.7913 | 2720.6952 | 2760.3089 | 2791.3348 | 2817.1246 | 2841.2707 | 2862.6702 | 153.7613 | 249.7514 | 412.1627 | 620.8967 | 881.1448 | 1160.4195 | 1426.8897 | 1684.5617 | 1925.3522 | 2153.818 | 2377.4955 | 2579.2745 | 2738.4891 | 2873.7501 | 2997.8254 | 3107.245 | 3201.9243 | 3284.4808 | 3355.2728 | 3420.9392 | 3488.9794 | 3556.9983 | 3627.3427 | 3693.2843 | 3746.0631 | 3794.2873 | 153.7613 | 283.6314 | 532.4006 | 860.4971 | 1280.4152 | 1723.9991 | 2126.9792 | 2491.8127 | 2793.4694 | 3050.5381 | 3275.6086 | 3461.3385 | 3598.4619 | 3705.4701 | 3796.4376 | 3874.955 | 3948.3558 | 4019.3072 | 4091.6741 | 4169.0871 | 4257.2637 | 4353.6877 | 4463.3507 | 4569.4441 | 4650.8555 | 4725.9044
HELENA GOLF COURSE | HELENA GOLF COURSE 1 | 20000 |  |  | 0.61308 | 6504.8024 | 0.593% | 69.1274 | 97.0506 | 131.2425 | 171.4218 | 216.6393 | 268.3251 | 326.7521 | 394.4181 | 475.3077 | 565.1614 | 665.0952 | 763.0255 | 844.5363 | 918.0483 | 988.7141 | 1051.7994 | 1103.9313 | 1146.2641 | 1177.3825 | 1201.6236 | 1223.16 | 1240.9694 | 1254.9179 | 1266.5124 | 1277.3679 | 1286.9886 | 69.1274 | 112.2823 | 185.2986 | 279.1404 | 396.1418 | 521.6971 | 641.4958 | 757.339 | 865.5926 | 968.3055 | 1068.8656 | 1159.5806 | 1231.1597 | 1291.9698 | 1347.7512 | 1396.9436 | 1439.5092 | 1476.6246 | 1508.451 | 1537.9731 | 1568.5624 | 1599.142 | 1630.7672 | 1660.413 | 1684.1411 | 1705.8215 | 69.1274 | 127.514 | 239.3547 | 386.8591 | 575.6443 | 775.0691 | 956.2394 | 1120.2599 | 1255.8776 | 1371.4496 | 1472.6359 | 1556.1357 | 1617.7831 | 1665.8914 | 1706.7882 | 1742.0878 | 1775.0871 | 1806.9851 | 1839.5196 | 1874.3226 | 1913.9647 | 1957.3147 | 2006.6166 | 2054.3136 | 2090.9143 | 2124.6545
HELENA SOUTHSIDE | HELENA SOUTHSIDE 2 | 20000 |  |  | 0.6865 | 6059.049 | 0.5524% | 64.3904 | 90.4001 | 122.2488 | 159.6748 | 201.7937 | 249.9377 | 304.3609 | 367.3899 | 442.7364 | 526.4326 | 619.5184 | 710.7378 | 786.663 | 855.1373 | 920.9607 | 979.723 | 1028.2824 | 1067.7143 | 1096.7002 | 1119.2801 | 1139.3408 | 1155.9297 | 1168.9224 | 1179.7223 | 1189.8339 | 1198.7954 | 64.3904 | 104.588 | 172.6007 | 260.0118 | 368.9955 | 485.9469 | 597.5361 | 705.4409 | 806.2763 | 901.9506 | 995.6196 | 1080.1182 | 1146.7923 | 1203.4353 | 1255.3941 | 1301.2155 | 1340.8642 | 1375.4363 | 1405.0817 | 1432.5807 | 1461.0738 | 1489.5579 | 1519.0159 | 1546.6302 | 1568.7322 | 1588.927 | 64.3904 | 118.7758 | 222.9525 | 360.3489 | 536.1972 | 721.9561 | 890.7114 | 1043.492 | 1169.8163 | 1277.4685 | 1371.7209 | 1449.4987 | 1506.9216 | 1551.7332 | 1589.8275 | 1622.7081 | 1653.446 | 1683.1582 | 1713.4632 | 1745.8813 | 1782.8068 | 1823.1861 | 1869.1095 | 1913.5381 | 1947.6306 | 1979.0587
HELENA SOUTHSIDE | HELENA SOUTHSIDE 1 | 20000 |  |  | 0.6865 | 4537.765 | 0.4137% | 48.2235 | 67.7027 | 91.555 | 119.5843 | 151.1281 | 187.1842 | 227.943 | 275.1469 | 331.5758 | 394.2579 | 463.972 | 532.2884 | 589.1505 | 640.4326 | 689.7292 | 733.7377 | 770.105 | 799.6365 | 821.3447 | 838.2553 | 853.2792 | 865.7031 | 875.4336 | 883.5219 | 891.0947 | 897.8062 | 48.2235 | 78.3284 | 129.2647 | 194.729 | 276.3494 | 363.9371 | 447.5089 | 528.3214 | 603.8394 | 675.4921 | 745.6431 | 808.9261 | 858.8598 | 901.2811 | 940.1943 | 974.5111 | 1004.2049 | 1030.0967 | 1052.2989 | 1072.8935 | 1094.2327 | 1115.5651 | 1137.6269 | 1158.3079 | 1174.8607 | 1189.985 | 48.2235 | 88.954 | 166.9744 | 269.8738 | 401.5708 | 540.69 | 667.0748 | 781.4958 | 876.1031 | 956.7263 | 1027.3142 | 1085.5638 | 1128.5692 | 1162.1297 | 1190.6594 | 1215.2844 | 1238.3048 | 1260.557 | 1283.2531 | 1307.5317 | 1335.1862 | 1365.4272 | 1399.8203 | 1433.0939 | 1458.6266 | 1482.1638
HELENA VALLEY | HELENA VALLEY 1 | 12500 |  |  | 0.9573 | 9627.5661 | 0.8777% | 102.3135 | 143.6418 | 194.2481 | 253.7164 | 320.6414 | 397.1401 | 483.6162 | 583.7666 | 703.489 | 836.4787 | 984.3879 | 1129.3316 | 1249.9733 | 1358.7762 | 1463.3665 | 1556.7373 | 1633.8962 | 1696.5517 | 1742.6091 | 1778.4876 | 1810.3631 | 1836.7222 | 1857.3669 | 1874.5276 | 1890.5945 | 1904.8339 | 102.3135 | 166.1857 | 274.255 | 413.1475 | 586.3178 | 772.1485 | 949.459 | 1120.9151 | 1281.1381 | 1433.1603 | 1581.9964 | 1716.2611 | 1822.2032 | 1912.2065 | 1994.7667 | 2067.575 | 2130.5751 | 2185.5086 | 2232.6139 | 2276.3086 | 2321.5829 | 2366.8429 | 2413.6505 | 2457.5283 | 2492.6475 | 2524.7361 | 102.3135 | 188.7297 | 354.2618 | 572.5787 | 851.9941 | 1147.1569 | 1415.3017 | 1658.0636 | 1858.7873 | 2029.842 | 2179.605 | 2303.1905 | 2394.433 | 2465.6367 | 2526.1669 | 2578.4128 | 2627.254 | 2674.4654 | 2722.6187 | 2774.1296 | 2832.8027 | 2896.9637 | 2969.934 | 3040.529 | 3094.7005 | 3144.6384
HELENA VALLEY | HELENA VALLEY 2 | 20000 |  |  | 0.9573 | 12307.0488 | 1.122% | 130.7887 | 183.6192 | 248.31 | 324.3291 | 409.8803 | 507.6696 | 618.2132 | 746.2367 | 899.2795 | 1069.282 | 1258.3564 | 1443.64 | 1597.8579 | 1736.9421 | 1870.6414 | 1989.9985 | 2088.6317 | 2168.7252 | 2227.6009 | 2273.4649 | 2314.2117 | 2347.907 | 2374.2974 | 2396.2341 | 2416.7727 | 2434.9751 | 130.7887 | 212.4375 | 350.5838 | 528.1321 | 749.498 | 987.0479 | 1213.7063 | 1432.881 | 1637.6963 | 1832.0284 | 2022.2875 | 2193.9199 | 2329.3471 | 2444.3995 | 2549.9375 | 2643.0093 | 2723.5432 | 2793.7653 | 2853.9807 | 2909.8363 | 2967.711 | 3025.5676 | 3085.4022 | 3141.4919 | 3186.3852 | 3227.4046 | 130.7887 | 241.2557 | 452.8577 | 731.9351 | 1089.1157 | 1466.4262 | 1809.1995 | 2119.5252 | 2376.1131 | 2594.7747 | 2786.2187 | 2944.1998 | 3060.8363 | 3151.857 | 3229.2336 | 3296.0202 | 3358.4546 | 3418.8055 | 3480.3605 | 3546.2077 | 3621.2103 | 3703.2281 | 3796.507 | 3886.7496 | 3955.9978 | 4019.8341
HELENA WESTSIDE | HELENA WESTSIDE 2 | 12528 |  |  | 0.9864 | 12286.5984 | 1.12% | 130.5714 | 183.3141 | 247.8974 | 323.7902 | 409.1992 | 506.826 | 617.1859 | 744.9967 | 897.7852 | 1067.5052 | 1256.2654 | 1441.2411 | 1595.2028 | 1734.0558 | 1867.533 | 1986.6917 | 2085.1611 | 2165.1214 | 2223.8994 | 2269.6871 | 2310.3663 | 2344.0055 | 2370.3521 | 2392.2524 | 2412.7568 | 2430.9289 | 130.5714 | 212.0845 | 350.0013 | 527.2545 | 748.2526 | 985.4078 | 1211.6895 | 1430.5 | 1634.975 | 1828.9841 | 2018.9271 | 2190.2743 | 2325.4765 | 2440.3377 | 2545.7003 | 2638.6175 | 2719.0175 | 2789.123 | 2849.2383 | 2905.0011 | 2962.7796 | 3020.54 | 3080.2753 | 3136.2717 | 3181.0905 | 3222.0416 | 130.5714 | 240.8548 | 452.1052 | 730.7189 | 1087.3059 | 1463.9895 | 1806.1931 | 2116.0033 | 2372.1648 | 2590.463 | 2781.5889 | 2939.3075 | 3055.7502 | 3146.6196 | 3223.8676 | 3290.5432 | 3352.8739 | 3413.1246 | 3474.5772 | 3540.315 | 3615.193 | 3697.0746 | 3790.1984 | 3880.2911 | 3949.4242 | 4013.1544
HELENA WESTSIDE | HELENA WESTSIDE 1 | 6240 |  |  | 0.9864 | 0 | 0% | 0 | 0 | 0 | 0 | 0 | 0 | 0 | 0 | 0 | 0 | 0 | 0 | 0 | 0 | 0 | 0 | 0 | 0 | 0 | 0 | 0 | 0 | 0 | 0 | 0 | 0 | 0 | 0 | 0 | 0 | 0 | 0 | 0 | 0 | 0 | 0 | 0 | 0 | 0 | 0 | 0 | 0 | 0 | 0 | 0 | 0 | 0 | 0 | 0 | 0 | 0 | 0 | 0 | 0 | 0 | 0 | 0 | 0 | 0 | 0 | 0 | 0 | 0 | 0 | 0 | 0 | 0 | 0 | 0 | 0 | 0 | 0 | 0 | 0 | 0 | 0 | 0 | 0
HELENA WESTSIDE | HELENA WESTSIDE 3 | 12500 |  |  | 0.9864 | 0 | 0% | 0 | 0 | 0 | 0 | 0 | 0 | 0 | 0 | 0 | 0 | 0 | 0 | 0 | 0 | 0 | 0 | 0 | 0 | 0 | 0 | 0 | 0 | 0 | 0 | 0 | 0 | 0 | 0 | 0 | 0 | 0 | 0 | 0 | 0 | 0 | 0 | 0 | 0 | 0 | 0 | 0 | 0 | 0 | 0 | 0 | 0 | 0 | 0 | 0 | 0 | 0 | 0 | 0 | 0 | 0 | 0 | 0 | 0 | 0 | 0 | 0 | 0 | 0 | 0 | 0 | 0 | 0 | 0 | 0 | 0 | 0 | 0 | 0 | 0 | 0 | 0 | 0 | 0
HILLVIEW | HILLVIEW HEIGHTS #5 | 20000 |  |  | 0.61308 | 9446.984 | 0.8612% | 100.3944 | 140.9475 | 190.6046 | 248.9575 | 314.6272 | 389.691 | 474.5451 | 572.817 | 690.2938 | 820.789 | 965.9239 | 1108.149 | 1226.5279 | 1333.2899 | 1435.9185 | 1527.5379 | 1603.2495 | 1664.7299 | 1709.9234 | 1745.1289 | 1776.4065 | 1802.2712 | 1822.5287 | 1839.3675 | 1855.133 | 1869.1053 | 100.3944 | 163.0686 | 269.1108 | 405.3982 | 575.3203 | 757.6655 | 931.6502 | 1099.8903 | 1257.1081 | 1406.2789 | 1552.3232 | 1684.0695 | 1788.0245 | 1876.3396 | 1957.3513 | 2028.794 | 2090.6124 | 2144.5155 | 2190.7372 | 2233.6124 | 2278.0375 | 2322.4486 | 2368.3781 | 2411.433 | 2445.8935 | 2477.3802 | 100.3944 | 185.1897 | 347.617 | 561.839 | 836.0135 | 1125.6399 | 1388.7552 | 1626.9636 | 1823.9225 | 1991.7687 | 2138.7226 | 2259.9901 | 2349.5212 | 2419.3893 | 2478.7842 | 2530.0501 | 2577.9752 | 2624.301 | 2671.5511 | 2722.0959 | 2779.6685 | 2842.626 | 2914.2276 | 2983.4985 | 3036.6539 | 3085.6551
HINGHAM | HINGHAM | 1000 |  |  | 0.9849 | 528.8913 | 0.04822% | 5.6206 | 7.891 | 10.671 | 13.9379 | 17.6145 | 21.8169 | 26.5675 | 32.0693 | 38.6462 | 45.952 | 54.0774 | 62.0399 | 68.6674 | 74.6445 | 80.3902 | 85.5195 | 89.7582 | 93.2002 | 95.7304 | 97.7014 | 99.4525 | 100.9005 | 102.0346 | 102.9774 | 103.86 | 104.6422 | 5.6206 | 9.1294 | 15.0662 | 22.6963 | 32.2094 | 42.4181 | 52.1586 | 61.5776 | 70.3795 | 78.7308 | 86.9071 | 94.283 | 100.1029 | 105.0473 | 109.5827 | 113.5824 | 117.0434 | 120.0611 | 122.6489 | 125.0492 | 127.5364 | 130.0228 | 132.5941 | 135.0046 | 136.9338 | 138.6966 | 5.6206 | 10.3679 | 19.4614 | 31.4547 | 46.8044 | 63.0192 | 77.7497 | 91.0859 | 102.1127 | 111.5096 | 119.7368 | 126.526 | 131.5384 | 135.45 | 138.7752 | 141.6454 | 144.3285 | 146.922 | 149.5673 | 152.3971 | 155.6203 | 159.145 | 163.1536 | 167.0318 | 170.0077 | 172.751
HINSDALE | HINSDALE | 600 |  |  | 0.9258 | 488.8224 | 0.04456% | 5.1948 | 7.2932 | 9.8626 | 12.882 | 16.28 | 20.1641 | 24.5547 | 29.6397 | 35.7184 | 42.4707 | 49.9805 | 57.3398 | 63.4652 | 68.9894 | 74.2998 | 79.0405 | 82.9581 | 86.1394 | 88.4779 | 90.2995 | 91.9179 | 93.2563 | 94.3045 | 95.1758 | 95.9915 | 96.7145 | 5.1948 | 8.4378 | 13.9248 | 20.9768 | 29.7692 | 39.2045 | 48.2071 | 56.9125 | 65.0475 | 72.7661 | 80.323 | 87.1401 | 92.5191 | 97.0889 | 101.2807 | 104.9774 | 108.1761 | 110.9653 | 113.357 | 115.5755 | 117.8742 | 120.1722 | 122.5488 | 124.7766 | 126.5597 | 128.1889 | 5.1948 | 9.5824 | 17.987 | 29.0717 | 43.2585 | 58.2448 | 71.8594 | 84.1852 | 94.3766 | 103.0616 | 110.6655 | 116.9404 | 121.573 | 125.1883 | 128.2616 | 130.9143 | 133.3941 | 135.7912 | 138.2361 | 140.8515 | 143.8305 | 147.0881 | 150.7931 | 154.3774 | 157.1279 | 159.6634
INDUSTRIAL SUB #3 | INDUSTRIAL SUB #3 - BANK 2 | 20000 |  |  | 0.9859 | 12436.1426 | 1.134% | 132.1606 | 185.5453 | 250.9146 | 327.7311 | 414.1797 | 512.9947 | 624.6979 | 754.0643 | 908.7124 | 1080.4982 | 1271.5558 | 1458.7829 | 1614.6185 | 1755.1616 | 1890.2633 | 2010.8724 | 2110.5402 | 2191.4738 | 2250.9672 | 2297.3122 | 2338.4865 | 2372.5351 | 2399.2024 | 2421.3693 | 2442.1232 | 2460.5165 | 132.1606 | 214.6658 | 354.2613 | 533.6719 | 757.3598 | 997.4015 | 1226.4374 | 1447.9111 | 1654.8748 | 1851.2453 | 2043.5002 | 2216.9328 | 2353.7806 | 2470.0399 | 2576.6848 | 2670.733 | 2752.1115 | 2823.0703 | 2883.9173 | 2940.3588 | 2998.8406 | 3057.304 | 3117.7663 | 3174.4443 | 3219.8086 | 3261.2582 | 132.1606 | 243.7863 | 457.6079 | 739.6127 | 1100.5399 | 1481.8082 | 1828.1769 | 2141.7578 | 2401.0372 | 2621.9924 | 2815.4445 | 2975.0827 | 3092.9427 | 3184.9182 | 3263.1064 | 3330.5935 | 3393.6828 | 3454.6668 | 3516.8675 | 3583.4053 | 3659.1947 | 3742.0729 | 3836.3302 | 3927.5194 | 3997.4939 | 4061.9998
INDUSTRIAL SUB #3 | INDUSTRIAL SUB #3 - BANK 1 | 20000 |  |  | 0.9859 | 11141.6559 | 1.016% | 118.4039 | 166.2318 | 224.7967 | 293.6174 | 371.0674 | 459.5968 | 559.6726 | 675.5732 | 814.1239 | 968.0284 | 1139.1987 | 1306.9372 | 1446.5518 | 1572.4656 | 1693.5045 | 1801.5593 | 1890.8526 | 1963.3618 | 2016.6624 | 2058.1834 | 2095.0718 | 2125.5763 | 2149.4678 | 2169.3272 | 2187.9209 | 2204.3997 | 118.4039 | 192.3211 | 317.386 | 478.1216 | 678.5257 | 893.5813 | 1098.7767 | 1297.197 | 1482.6177 | 1658.5479 | 1830.7908 | 1986.1707 | 2108.774 | 2212.9317 | 2308.4759 | 2392.7345 | 2465.6423 | 2529.215 | 2583.7284 | 2634.2948 | 2686.6892 | 2739.0671 | 2793.2359 | 2844.0142 | 2884.6565 | 2921.7915 | 118.4039 | 218.4104 | 409.9752 | 662.6259 | 985.9839 | 1327.5658 | 1637.8807 | 1918.8208 | 2151.1116 | 2349.0674 | 2522.3829 | 2665.4043 | 2770.9962 | 2853.3978 | 2923.4474 | 2983.9097 | 3040.432 | 3095.0682 | 3150.7943 | 3210.4062 | 3278.3066 | 3352.5579 | 3437.0039 | 3518.7011 | 3581.392 | 3639.1834
INDUSTRIAL SUB #3 | INDUSTRIAL SUB #3 - BANK 3 | 20000 |  |  | 0.9859 | 10324.3448 | 0.9412% | 109.7183 | 154.0376 | 208.3065 | 272.0787 | 343.8473 | 425.8824 | 518.6171 | 626.0157 | 754.4028 | 897.0174 | 1055.6313 | 1211.0651 | 1340.438 | 1457.1153 | 1569.2752 | 1669.4035 | 1752.1466 | 1819.3368 | 1868.7275 | 1907.2026 | 1941.385 | 1969.6518 | 1991.7907 | 2010.1933 | 2027.4231 | 2042.693 | 109.7183 | 178.2131 | 294.1037 | 443.0484 | 628.7515 | 828.0314 | 1018.1744 | 1202.0394 | 1373.8583 | 1536.8829 | 1696.4907 | 1840.4725 | 1954.082 | 2050.5991 | 2139.1346 | 2217.2123 | 2284.7718 | 2343.681 | 2394.1955 | 2441.0526 | 2489.6035 | 2538.1392 | 2588.3343 | 2635.3877 | 2673.0486 | 2707.4596 | 109.7183 | 202.3887 | 379.9009 | 614.0181 | 913.6558 | 1230.1804 | 1517.7318 | 1778.0631 | 1993.3139 | 2176.7484 | 2337.3502 | 2469.88 | 2567.726 | 2644.083 | 2708.994 | 2765.021 | 2817.3971 | 2868.0253 | 2919.6636 | 2974.9025 | 3037.822 | 3106.6265 | 3184.8779 | 3260.5821 | 3318.6742 | 3372.2263
INVERNESS | INVERNESS | 1500 |  |  | 0.9736 | 420.5952 | 0.03834% | 4.4697 | 6.2752 | 8.486 | 11.084 | 14.0077 | 17.3497 | 21.1275 | 25.5027 | 30.733 | 36.5429 | 43.0045 | 49.3366 | 54.607 | 59.3603 | 63.9294 | 68.0085 | 71.3793 | 74.1165 | 76.1286 | 77.696 | 79.0885 | 80.2401 | 81.142 | 81.8917 | 82.5936 | 83.2156 | 4.4697 | 7.2601 | 11.9813 | 18.049 | 25.6142 | 33.7325 | 41.4786 | 48.9689 | 55.9685 | 62.6098 | 69.112 | 74.9775 | 79.6058 | 83.5377 | 87.1445 | 90.3252 | 93.0775 | 95.4773 | 97.5352 | 99.4441 | 101.422 | 103.3992 | 105.4441 | 107.3609 | 108.8952 | 110.297 | 4.4697 | 8.2449 | 15.4765 | 25.014 | 37.2207 | 50.1153 | 61.8297 | 72.4351 | 81.204 | 88.6768 | 95.2194 | 100.6185 | 104.6045 | 107.7152 | 110.3595 | 112.642 | 114.7757 | 116.8382 | 118.9418 | 121.1922 | 123.7554 | 126.5584 | 129.7462 | 132.8302 | 135.1968 | 137.3784
IVANHOE | IVANHOE | 18000 |  |  | 0.9922 | 3190.9152 | 0.2909% | 33.9103 | 47.608 | 64.3807 | 84.0906 | 106.2719 | 131.6262 | 160.2875 | 193.4808 | 233.1611 | 277.2385 | 326.2609 | 374.3004 | 414.2853 | 450.3464 | 485.0113 | 515.9577 | 541.5309 | 562.2971 | 577.5622 | 589.4536 | 600.0182 | 608.7546 | 615.597 | 621.2846 | 626.6097 | 631.3292 | 33.9103 | 55.0798 | 90.8978 | 136.9317 | 194.3264 | 255.9173 | 314.6842 | 371.5108 | 424.6144 | 474.9999 | 524.3294 | 568.8295 | 603.9424 | 633.7727 | 661.1361 | 685.2673 | 706.1478 | 724.3547 | 739.967 | 754.449 | 769.4545 | 784.4553 | 799.9689 | 814.5116 | 826.1514 | 836.7867 | 33.9103 | 62.5517 | 117.4149 | 189.7728 | 282.3809 | 380.2083 | 469.0809 | 549.5408 | 616.0677 | 672.7613 | 722.398 | 763.3586 | 793.5996 | 817.199 | 837.2609 | 854.577 | 870.7647 | 886.4122 | 902.3719 | 919.4445 | 938.8908 | 960.156 | 984.3409 | 1007.7386 | 1025.693 | 1042.2442
JACK | JACK RABBIT 3 | 22400 |  |  | 0.9717 | 17076.6558 | 1.557% | 181.476 | 254.781 | 344.5427 | 450.0231 | 568.7297 | 704.4174 | 857.8022 | 1035.4414 | 1247.796 | 1483.6832 | 1746.0335 | 2003.1238 | 2217.1091 | 2410.0954 | 2595.61 | 2761.224 | 2898.0827 | 3009.2164 | 3090.9095 | 3154.5481 | 3211.0864 | 3257.8403 | 3294.4584 | 3324.8967 | 3353.395 | 3378.6517 | 181.476 | 294.7678 | 486.4529 | 732.8102 | 1039.9666 | 1369.5791 | 1684.0792 | 1988.1952 | 2272.3869 | 2542.0325 | 2806.0268 | 3044.1753 | 3232.0875 | 3391.7286 | 3538.1679 | 3667.3098 | 3779.0546 | 3876.4914 | 3960.0433 | 4037.5458 | 4117.8499 | 4198.1288 | 4281.1524 | 4358.9797 | 4421.2715 | 4478.1879 | 181.476 | 334.7545 | 628.3631 | 1015.5972 | 1511.2034 | 2034.7409 | 2510.3562 | 2940.949 | 3296.9778 | 3600.3818 | 3866.0201 | 4085.2269 | 4247.066 | 4373.3618 | 4480.7257 | 4573.3955 | 4660.0265 | 4743.7665 | 4829.1771 | 4920.5434 | 5024.6133 | 5138.4173 | 5267.8465 | 5393.0626 | 5489.148 | 5577.7241
JIM | JIM COULEE | 5000 |  |  | 1 | 159 | 0.0145% | 1.6897 | 2.3723 | 3.208 | 4.1901 | 5.2954 | 6.5588 | 7.987 | 9.6409 | 11.6182 | 13.8145 | 16.2572 | 18.651 | 20.6434 | 22.4403 | 24.1676 | 25.7096 | 26.9839 | 28.0187 | 28.7793 | 29.3719 | 29.8983 | 30.3336 | 30.6746 | 30.958 | 31.2233 | 31.4585 | 1.6897 | 2.7446 | 4.5293 | 6.8232 | 9.6831 | 12.7521 | 15.6804 | 18.512 | 21.1581 | 23.6688 | 26.1268 | 28.3442 | 30.0938 | 31.5802 | 32.9437 | 34.1462 | 35.1866 | 36.0938 | 36.8718 | 37.5934 | 38.3411 | 39.0886 | 39.8616 | 40.5863 | 41.1663 | 41.6962 | 1.6897 | 3.1169 | 5.8507 | 9.4562 | 14.0707 | 18.9454 | 23.3738 | 27.383 | 30.698 | 33.523 | 35.9963 | 38.0374 | 39.5442 | 40.7202 | 41.7198 | 42.5827 | 43.3893 | 44.169 | 44.9643 | 45.815 | 46.784 | 47.8436 | 49.0487 | 50.2146 | 51.1092 | 51.9339
JOPLIN | JOPLIN | 750 |  |  | 0.61308 | 174.1154 | 0.01587% | 1.8503 | 2.5978 | 3.513 | 4.5885 | 5.7988 | 7.1823 | 8.7462 | 10.5575 | 12.7227 | 15.1278 | 17.8027 | 20.4241 | 22.6059 | 24.5736 | 26.4651 | 28.1537 | 29.5492 | 30.6823 | 31.5152 | 32.1641 | 32.7406 | 33.2173 | 33.5906 | 33.901 | 34.1916 | 34.4491 | 1.8503 | 3.0055 | 4.9599 | 7.4718 | 10.6036 | 13.9644 | 17.171 | 20.2718 | 23.1695 | 25.9188 | 28.6105 | 31.0387 | 32.9547 | 34.5824 | 36.0755 | 37.3923 | 38.5316 | 39.5251 | 40.377 | 41.1672 | 41.986 | 42.8046 | 43.6511 | 44.4446 | 45.0797 | 45.6601 | 1.8503 | 3.4132 | 6.4069 | 10.3551 | 15.4084 | 20.7464 | 25.5959 | 29.9862 | 33.6163 | 36.7099 | 39.4183 | 41.6534 | 43.3035 | 44.5912 | 45.6859 | 46.6308 | 47.5141 | 48.3679 | 49.2388 | 50.1704 | 51.2315 | 52.3918 | 53.7115 | 54.9882 | 55.9679 | 56.8711
KINGSHILL | KINGSHILL | 600 |  |  | 0.9888 | 397.4976 | 0.03624% | 4.2243 | 5.9306 | 8.02 | 10.4753 | 13.2385 | 16.3969 | 19.9673 | 24.1022 | 29.0453 | 34.5361 | 40.6429 | 46.6272 | 51.6082 | 56.1004 | 60.4187 | 64.2737 | 67.4594 | 70.0463 | 71.9479 | 73.4292 | 74.7453 | 75.8336 | 76.6859 | 77.3945 | 78.0578 | 78.6457 | 4.2243 | 6.8614 | 11.3233 | 17.0578 | 24.2076 | 31.88 | 39.2007 | 46.2797 | 52.8949 | 59.1715 | 65.3166 | 70.86 | 75.2341 | 78.9501 | 82.3588 | 85.3649 | 87.966 | 90.2341 | 92.1789 | 93.983 | 95.8522 | 97.7209 | 99.6535 | 101.4651 | 102.915 | 104.2399 | 4.2243 | 7.7922 | 14.6266 | 23.6403 | 35.1767 | 47.3632 | 58.4342 | 68.4572 | 76.7446 | 83.807 | 89.9903 | 95.0929 | 98.86 | 101.7998 | 104.299 | 106.4561 | 108.4726 | 110.4218 | 112.41 | 114.5367 | 116.9592 | 119.6082 | 122.621 | 125.5357 | 127.7723 | 129.8341
KREMLIN | KREMLIN | 600 |  |  | 0.9781 | 204.4229 | 0.01864% | 2.1724 | 3.05 | 4.1245 | 5.3872 | 6.8082 | 8.4325 | 10.2687 | 12.3952 | 14.9372 | 17.761 | 20.9016 | 23.9792 | 26.5408 | 28.851 | 31.0718 | 33.0543 | 34.6927 | 36.023 | 37.001 | 37.7628 | 38.4396 | 38.9993 | 39.4376 | 39.802 | 40.1431 | 40.4455 | 2.1724 | 3.5286 | 5.8233 | 8.7724 | 12.4493 | 16.3951 | 20.1599 | 23.8005 | 27.2025 | 30.4304 | 33.5907 | 36.4415 | 38.691 | 40.602 | 42.355 | 43.901 | 45.2387 | 46.4051 | 47.4053 | 48.333 | 49.2944 | 50.2554 | 51.2492 | 52.1809 | 52.9266 | 53.6079 | 2.1724 | 4.0073 | 7.5221 | 12.1576 | 18.0905 | 24.3577 | 30.0512 | 35.2058 | 39.4678 | 43.0998 | 46.2797 | 48.9038 | 50.8412 | 52.3531 | 53.6383 | 54.7477 | 55.7847 | 56.7871 | 57.8096 | 58.9033 | 60.1491 | 61.5115 | 63.0609 | 64.5598 | 65.71 | 66.7704
LADUKE | LADUKE | 2500 |  |  | 0.9322 | 1507.3674 | 0.1374% | 16.019 | 22.4897 | 30.413 | 39.7238 | 50.2021 | 62.1794 | 75.7188 | 91.3991 | 110.1438 | 130.9657 | 154.1235 | 176.817 | 195.7056 | 212.7407 | 229.1162 | 243.735 | 255.8156 | 265.6255 | 272.8366 | 278.454 | 283.4447 | 287.5717 | 290.804 | 293.4908 | 296.0063 | 298.2358 | 16.019 | 26.0193 | 42.9395 | 64.6856 | 91.7985 | 120.8936 | 148.6548 | 175.4993 | 200.5851 | 224.3868 | 247.6898 | 268.7113 | 285.2984 | 299.3901 | 312.3164 | 323.7158 | 333.5796 | 342.1804 | 349.5556 | 356.3968 | 363.4853 | 370.5715 | 377.9001 | 384.7699 | 390.2685 | 395.2925 | 16.019 | 29.549 | 55.466 | 89.6474 | 133.3949 | 179.6079 | 221.5908 | 259.5995 | 291.0263 | 317.808 | 341.2561 | 360.6056 | 374.8912 | 386.0395 | 395.5165 | 403.6966 | 411.3435 | 418.7353 | 426.2746 | 434.3395 | 443.5259 | 453.5714 | 464.9962 | 476.0491 | 484.5306 | 492.3493
LANDERS | LANDERS FORK | 12504 |  |  | 0.9868 | 2190.696 | 0.1997% | 23.2808 | 32.6848 | 44.2 | 57.7317 | 72.9601 | 90.3669 | 110.044 | 132.8326 | 160.0748 | 190.3358 | 223.9917 | 256.9728 | 284.4241 | 309.1815 | 332.9804 | 354.2264 | 371.7835 | 386.0404 | 396.5204 | 404.6844 | 411.9375 | 417.9353 | 422.6329 | 426.5377 | 430.1937 | 433.4337 | 23.2808 | 37.8146 | 62.4051 | 94.0093 | 133.4132 | 175.6978 | 216.0438 | 255.0576 | 291.5154 | 326.1072 | 359.974 | 390.5251 | 414.6316 | 435.1113 | 453.8974 | 470.4645 | 484.7998 | 497.2996 | 508.0181 | 517.9606 | 528.2625 | 538.5612 | 549.212 | 559.1961 | 567.1873 | 574.4888 | 23.2808 | 42.9443 | 80.6102 | 130.2869 | 193.8663 | 261.0288 | 322.0436 | 377.2826 | 422.9561 | 461.8786 | 495.9563 | 524.0774 | 544.8391 | 561.0411 | 574.8144 | 586.7027 | 597.8162 | 608.5589 | 619.5159 | 631.2369 | 644.5876 | 659.187 | 675.791 | 691.8545 | 704.1809 | 715.544
LAURIN | LAURIN | 5000 |  |  | 0.7785 | 2333.1645 | 0.2127% | 24.7949 | 34.8104 | 47.0745 | 61.4862 | 77.7049 | 96.2438 | 117.2006 | 141.4712 | 170.485 | 202.714 | 238.5586 | 273.6846 | 302.9212 | 329.2887 | 354.6353 | 377.263 | 395.9618 | 411.1459 | 422.3075 | 431.0024 | 438.7272 | 445.1151 | 450.1182 | 454.2769 | 458.1706 | 461.6214 | 24.7949 | 40.2738 | 66.4635 | 100.123 | 142.0895 | 187.1241 | 230.0939 | 271.6449 | 310.4737 | 347.3151 | 383.3843 | 415.9223 | 441.5965 | 463.4081 | 483.4159 | 501.0605 | 516.328 | 529.6407 | 541.0563 | 551.6454 | 562.6173 | 573.5857 | 584.9291 | 595.5625 | 604.0734 | 611.8498 | 24.7949 | 45.7371 | 85.8525 | 138.7599 | 206.474 | 278.0044 | 342.9872 | 401.8186 | 450.4624 | 491.9162 | 528.21 | 558.16 | 580.2719 | 597.5276 | 612.1966 | 624.8579 | 636.6942 | 648.1355 | 659.8051 | 672.2884 | 686.5073 | 702.0562 | 719.74 | 736.8482 | 749.9762 | 762.0782
LAVINA | LAVINA PUMP | 9375 |  |  | 0.7712 | 2205.632 | 0.2011% | 23.4396 | 32.9077 | 44.5014 | 58.1253 | 73.4575 | 90.983 | 110.7943 | 133.7383 | 161.1662 | 191.6335 | 225.5188 | 258.7248 | 286.3633 | 311.2895 | 335.2507 | 356.6415 | 374.3182 | 388.6724 | 399.2239 | 407.4435 | 414.746 | 420.7848 | 425.5144 | 429.4458 | 433.1267 | 436.3889 | 23.4396 | 38.0724 | 62.8306 | 94.6502 | 134.3228 | 176.8957 | 217.5168 | 256.7966 | 293.503 | 328.3306 | 362.4282 | 393.1877 | 417.4585 | 438.0779 | 456.9921 | 473.6721 | 488.1052 | 500.6902 | 511.4818 | 521.492 | 531.8642 | 542.2331 | 552.9564 | 563.0087 | 571.0543 | 578.4057 | 23.4396 | 43.2371 | 81.1598 | 131.1752 | 195.188 | 262.8085 | 324.2392 | 379.8549 | 425.8398 | 465.0277 | 499.3377 | 527.6506 | 548.5538 | 564.8663 | 578.7335 | 590.7027 | 601.8921 | 612.708 | 623.7397 | 635.5406 | 648.9823 | 663.6813 | 680.3985 | 696.5715 | 708.9819 | 720.4225
LAVINA | LAVINA | 5000 |  |  | 0.7712 | 916.1856 | 0.08352% | 9.7364 | 13.6693 | 18.4852 | 24.1443 | 30.5131 | 37.7929 | 46.0222 | 55.5528 | 66.9459 | 79.6016 | 93.677 | 107.4703 | 118.9509 | 129.3049 | 139.258 | 148.1434 | 155.486 | 161.4485 | 165.8315 | 169.2458 | 172.2791 | 174.7875 | 176.7521 | 178.3852 | 179.9142 | 181.2692 | 9.7364 | 15.8147 | 26.0989 | 39.3163 | 55.7956 | 73.4798 | 90.3531 | 106.6694 | 121.9166 | 136.3835 | 150.5471 | 163.3241 | 173.4059 | 181.9708 | 189.8275 | 196.7561 | 202.7514 | 207.979 | 212.4617 | 216.6198 | 220.9282 | 225.2353 | 229.6896 | 233.8651 | 237.2072 | 240.2608 | 9.7364 | 17.96 | 33.7125 | 54.4882 | 81.0781 | 109.1666 | 134.684 | 157.7859 | 176.8873 | 193.1653 | 207.4172 | 219.1779 | 227.8608 | 234.6368 | 240.397 | 245.3688 | 250.0167 | 254.5095 | 259.0919 | 263.9938 | 269.5773 | 275.683 | 282.6271 | 289.3451 | 294.5002 | 299.2524
LEWISTOWN #1 | LEWISTOWN #1 | 5000 |  |  | 0.61308 | 1864.383 | 0.17% | 19.8131 | 27.8163 | 37.6162 | 49.1323 | 62.0924 | 76.9064 | 93.6525 | 113.0467 | 136.231 | 161.9845 | 190.6272 | 218.6956 | 242.058 | 263.1277 | 283.3817 | 301.463 | 316.4048 | 328.5381 | 337.4571 | 344.405 | 350.5777 | 355.6822 | 359.68 | 363.0032 | 366.1146 | 368.872 | 19.8131 | 32.1819 | 53.1096 | 80.0062 | 113.5407 | 149.5269 | 183.8632 | 217.0658 | 248.093 | 277.5322 | 306.3544 | 332.3548 | 352.8706 | 370.2997 | 386.2876 | 400.387 | 412.5869 | 423.2248 | 432.3468 | 440.8083 | 449.5757 | 458.3403 | 467.4046 | 475.9016 | 482.7024 | 488.9164 | 19.8131 | 36.5476 | 68.603 | 110.8802 | 164.9891 | 222.1475 | 274.0739 | 321.0848 | 359.9551 | 393.0799 | 422.0816 | 446.014 | 463.6832 | 477.4718 | 489.1935 | 499.3109 | 508.7691 | 517.9116 | 527.2365 | 537.2116 | 548.5737 | 560.9985 | 575.1292 | 588.8 | 599.2903 | 608.9608
LEWISTOWN BOULEVARD | LEWISTOWN BOULEVARD 2 | 5000 |  |  | 0.986 | 3211.402 | 0.2928% | 34.128 | 47.9136 | 64.794 | 84.6305 | 106.9542 | 132.4713 | 161.3166 | 194.7231 | 234.658 | 279.0185 | 328.3556 | 376.7035 | 416.9451 | 453.2378 | 488.1253 | 519.2703 | 545.0077 | 565.9073 | 581.2703 | 593.2381 | 603.8705 | 612.663 | 619.5493 | 625.2735 | 630.6328 | 635.3825 | 34.128 | 55.4334 | 91.4814 | 137.8108 | 195.574 | 257.5603 | 316.7046 | 373.896 | 427.3406 | 478.0496 | 527.6958 | 572.4816 | 607.82 | 637.8418 | 665.3808 | 689.667 | 710.6815 | 729.0053 | 744.7179 | 759.2928 | 774.3947 | 789.4918 | 805.105 | 819.7411 | 831.4555 | 842.1591 | 34.128 | 62.9533 | 118.1687 | 190.9912 | 284.1939 | 382.6493 | 472.0926 | 553.069 | 620.0231 | 677.0807 | 727.0361 | 768.2597 | 798.6948 | 822.4457 | 842.6364 | 860.0637 | 876.3553 | 892.1033 | 908.1655 | 925.3476 | 944.9188 | 966.3206 | 990.6608 | 1014.2087 | 1032.2783 | 1048.9357
LEWISTOWN BOULEVARD | LEWISTOWN BOULEVARD 1 | 7500 |  |  | 0.986 | 4544.474 | 0.4143% | 48.2948 | 67.8028 | 91.6904 | 119.7611 | 151.3515 | 187.461 | 228.2801 | 275.5537 | 332.066 | 394.8408 | 464.6579 | 533.0753 | 590.0215 | 641.3794 | 690.749 | 734.8225 | 771.2436 | 800.8187 | 822.5591 | 839.4947 | 854.5408 | 866.983 | 876.7279 | 884.8282 | 892.4122 | 899.1336 | 48.2948 | 78.4442 | 129.4558 | 195.0169 | 276.758 | 364.4752 | 448.1705 | 529.1025 | 604.7322 | 676.4908 | 746.7455 | 810.1221 | 860.1296 | 902.6136 | 941.5844 | 975.9519 | 1005.6896 | 1031.6197 | 1053.8547 | 1074.4798 | 1095.8505 | 1117.2145 | 1139.3089 | 1160.0204 | 1176.5977 | 1191.7444 | 48.2948 | 89.0856 | 167.2212 | 270.2728 | 402.1645 | 541.4894 | 668.061 | 782.6513 | 877.3984 | 958.1409 | 1028.833 | 1087.1688 | 1130.2377 | 1163.8478 | 1192.4197 | 1217.0812 | 1240.1356 | 1262.4207 | 1285.1503 | 1309.4649 | 1337.1602 | 1367.4459 | 1401.8899 | 1435.2127 | 1460.7831 | 1484.3552
LIVINGSTON | LIVINGSTON NORTHSIDE | 5000 |  |  | 0.9949 | 4147.7381 | 0.3781% | 44.0786 | 61.8836 | 83.6858 | 109.3058 | 138.1384 | 171.0955 | 208.351 | 251.4977 | 303.0764 | 360.3709 | 424.093 | 486.5375 | 538.5122 | 585.3865 | 630.4461 | 670.672 | 703.9135 | 730.9067 | 750.7491 | 766.2062 | 779.9387 | 791.2948 | 800.1889 | 807.582 | 814.504 | 820.6386 | 44.0786 | 71.596 | 118.1542 | 177.9918 | 252.5968 | 332.6562 | 409.0449 | 482.9115 | 551.9386 | 617.4327 | 681.5541 | 739.3978 | 785.0397 | 823.8148 | 859.3833 | 890.7505 | 917.8922 | 941.5585 | 961.8524 | 980.6769 | 1000.1819 | 1019.6808 | 1039.8464 | 1058.7498 | 1073.8798 | 1087.7042 | 44.0786 | 81.3083 | 152.6227 | 246.6778 | 367.0552 | 494.2169 | 609.7388 | 714.3252 | 800.8008 | 874.4945 | 939.0152 | 992.2582 | 1031.5672 | 1062.2431 | 1088.3206 | 1110.8291 | 1131.8709 | 1152.2104 | 1172.9558 | 1195.1477 | 1220.4251 | 1248.0669 | 1279.5039 | 1309.9176 | 1333.2557 | 1354.7699
LIVINGSTON WESTSIDE | LIVINGSTON WESTSIDE 1 | 12000 |  |  | 0.9934 | 8589.9298 | 0.7831% | 91.2864 | 128.1604 | 173.3125 | 226.3714 | 286.0834 | 354.3373 | 431.4932 | 520.8496 | 627.6686 | 746.325 | 878.2929 | 1007.6149 | 1115.2542 | 1212.3305 | 1305.6484 | 1388.9558 | 1457.7987 | 1513.7014 | 1554.7948 | 1586.8064 | 1615.2464 | 1638.7646 | 1657.1843 | 1672.4954 | 1686.8307 | 1699.5354 | 91.2864 | 148.2746 | 244.6964 | 368.6195 | 523.1258 | 688.9281 | 847.1285 | 1000.1055 | 1143.0601 | 1278.6977 | 1411.4926 | 1531.2865 | 1625.8104 | 1706.1134 | 1779.7755 | 1844.7367 | 1900.9468 | 1949.9596 | 1991.988 | 2030.9735 | 2071.3682 | 2111.7502 | 2153.5129 | 2192.6617 | 2223.9959 | 2252.626 | 91.2864 | 168.3888 | 316.0803 | 510.8675 | 760.1682 | 1023.519 | 1262.7639 | 1479.3614 | 1658.4516 | 1811.0705 | 1944.6923 | 2054.9581 | 2136.3667 | 2199.8962 | 2253.9026 | 2300.5176 | 2344.0948 | 2386.2179 | 2429.1813 | 2475.1405 | 2527.4899 | 2584.7358 | 2649.8415 | 2712.828 | 2761.161 | 2805.7167
LIVINGSTON WESTSIDE | LIVINGSTON WESTSIDE BNK 2 | 12500 |  |  | 0.9934 | 5304.756 | 0.4836% | 56.3744 | 79.1461 | 107.03 | 139.7969 | 176.6723 | 218.8228 | 266.4709 | 321.6534 | 387.62 | 460.8969 | 542.3943 | 622.2579 | 688.731 | 748.681 | 806.31 | 857.7569 | 900.2712 | 934.7942 | 960.1717 | 979.9406 | 997.5039 | 1012.0276 | 1023.4028 | 1032.8583 | 1041.7111 | 1049.5569 | 56.3744 | 91.5678 | 151.1135 | 227.6429 | 323.0591 | 425.4512 | 523.1486 | 617.6204 | 705.9027 | 789.6664 | 871.6746 | 945.654 | 1004.0277 | 1053.6192 | 1099.1097 | 1139.2268 | 1173.9396 | 1204.2077 | 1230.1626 | 1254.2383 | 1279.1842 | 1304.1224 | 1329.9131 | 1354.0897 | 1373.4403 | 1391.121 | 56.3744 | 103.9894 | 195.197 | 315.4889 | 469.4459 | 632.0795 | 779.8264 | 913.5874 | 1024.1855 | 1118.436 | 1200.9549 | 1269.0501 | 1319.3244 | 1358.5574 | 1391.9093 | 1420.6966 | 1447.608 | 1473.6213 | 1500.1536 | 1528.5359 | 1560.8646 | 1596.2171 | 1636.4235 | 1675.3211 | 1705.1694 | 1732.685
LOHMAN | LOHMAN | 2498.4 |  |  | 0.8281 | 437.2368 | 0.03986% | 4.6466 | 6.5235 | 8.8218 | 11.5226 | 14.562 | 18.0362 | 21.9635 | 26.5118 | 31.949 | 37.9888 | 44.7061 | 51.2887 | 56.7677 | 61.7089 | 66.4589 | 70.6994 | 74.2035 | 77.0491 | 79.1408 | 80.7702 | 82.2178 | 83.4149 | 84.3525 | 85.1318 | 85.8615 | 86.5082 | 4.6466 | 7.5473 | 12.4553 | 18.7631 | 26.6277 | 35.0672 | 43.1198 | 50.9065 | 58.183 | 65.0871 | 71.8465 | 77.9442 | 82.7555 | 86.843 | 90.5925 | 93.8991 | 96.7603 | 99.2551 | 101.3944 | 103.3788 | 105.4349 | 107.4904 | 109.6162 | 111.6089 | 113.2038 | 114.6611 | 4.6466 | 8.5712 | 16.0888 | 26.0037 | 38.6934 | 52.0982 | 64.2761 | 75.3011 | 84.417 | 92.1855 | 98.987 | 104.5996 | 108.7434 | 111.9771 | 114.7261 | 117.0989 | 119.317 | 121.4611 | 123.648 | 125.9874 | 128.652 | 131.5659 | 134.8798 | 138.0859 | 140.5461 | 142.814
LOLO | LOLO | 20000 |  |  | 0.9857 | 10755.9584 | 0.9806% | 114.3051 | 160.4772 | 217.0148 | 283.453 | 358.222 | 443.6866 | 540.2981 | 652.1865 | 785.9409 | 934.5176 | 1099.7624 | 1261.6941 | 1396.4756 | 1518.0306 | 1634.8794 | 1739.1936 | 1825.3958 | 1895.3949 | 1946.8504 | 1986.934 | 2022.5454 | 2051.9939 | 2075.0584 | 2094.2303 | 2112.1803 | 2128.0886 | 114.3051 | 185.6634 | 306.3988 | 461.5702 | 655.0367 | 862.6476 | 1060.7397 | 1252.2911 | 1431.2931 | 1601.1329 | 1767.4132 | 1917.4143 | 2035.7733 | 2136.3253 | 2228.562 | 2309.9038 | 2380.2877 | 2441.6596 | 2494.2859 | 2543.1018 | 2593.6824 | 2644.2472 | 2696.5407 | 2745.5612 | 2784.7966 | 2820.6461 | 114.3051 | 210.8496 | 395.7828 | 639.6874 | 951.8515 | 1281.6086 | 1581.1812 | 1852.3958 | 2076.6452 | 2267.7483 | 2435.0641 | 2573.1344 | 2675.0709 | 2754.62 | 2822.2446 | 2880.6139 | 2935.1796 | 2987.9243 | 3041.7213 | 3099.2696 | 3164.8194 | 3236.5004 | 3318.0231 | 3396.8921 | 3457.4128 | 3513.2036
LOMA | LOMA | 2500 |  |  | 0.9634 | 276.4958 | 0.02521% | 2.9384 | 4.1253 | 5.5786 | 7.2865 | 9.2086 | 11.4055 | 13.8891 | 16.7653 | 20.2036 | 24.023 | 28.2708 | 32.4335 | 35.8982 | 39.0229 | 42.0267 | 44.7082 | 46.9242 | 48.7236 | 50.0463 | 51.0767 | 51.9921 | 52.7492 | 53.3421 | 53.8349 | 54.2963 | 54.7053 | 2.9384 | 4.7727 | 7.8764 | 11.8653 | 16.8386 | 22.1755 | 27.2677 | 32.1918 | 36.7932 | 41.1592 | 45.4336 | 49.2896 | 52.3322 | 54.917 | 57.2881 | 59.3791 | 61.1884 | 62.766 | 64.1188 | 65.3737 | 66.674 | 67.9738 | 69.3181 | 70.5782 | 71.5868 | 72.5084 | 2.9384 | 5.4202 | 10.1741 | 16.444 | 24.4686 | 32.9454 | 40.6463 | 47.6182 | 53.3828 | 58.2954 | 62.5965 | 66.1457 | 68.7662 | 70.8111 | 72.5494 | 74.0499 | 75.4526 | 76.8085 | 78.1914 | 79.6707 | 81.3558 | 83.1984 | 85.2941 | 87.3215 | 88.8773 | 90.3114
LONE MOUNTAIN | BIG SKY LONE MOUNTAIN BANK 2 | 42000 |  |  | 0.61308 | 9789.0838 | 0.8924% | 104.03 | 146.0516 | 197.5069 | 257.9729 | 326.0207 | 403.8027 | 491.7296 | 593.5602 | 715.2911 | 850.5119 | 1000.9025 | 1148.2779 | 1270.9436 | 1381.5718 | 1487.9168 | 1582.854 | 1661.3074 | 1725.0141 | 1771.8441 | 1808.3246 | 1840.7348 | 1867.5361 | 1888.5272 | 1905.9758 | 1922.3122 | 1936.7905 | 104.03 | 168.9737 | 278.856 | 420.0787 | 596.1542 | 785.1025 | 965.3876 | 1139.7202 | 1302.6313 | 1457.2039 | 1608.5369 | 1745.0541 | 1852.7735 | 1944.2868 | 2028.2321 | 2102.2619 | 2166.3189 | 2222.1739 | 2270.0695 | 2314.4973 | 2360.5311 | 2406.5505 | 2454.1433 | 2498.7572 | 2534.4656 | 2567.0926 | 104.03 | 191.8959 | 360.2051 | 582.1846 | 866.2877 | 1166.4022 | 1439.0457 | 1685.8802 | 1889.9714 | 2063.8959 | 2216.1713 | 2341.8302 | 2434.6034 | 2507.0017 | 2568.5474 | 2621.6698 | 2671.3304 | 2719.3338 | 2768.2949 | 2820.6701 | 2880.3275 | 2945.5649 | 3019.7593 | 3091.5387 | 3146.619 | 3197.3947
LONE MOUNTAIN | BIG SKY LONE MOUNTAIN BANK 1 | 42000 |  |  | 0.61308 | 7373.5399 | 0.6722% | 78.3596 | 110.0121 | 148.7703 | 194.3158 | 245.5722 | 304.1608 | 370.391 | 447.0939 | 538.7866 | 640.6405 | 753.9209 | 864.9301 | 957.3269 | 1040.6566 | 1120.7601 | 1192.2706 | 1251.3649 | 1299.3514 | 1334.6258 | 1362.1043 | 1386.517 | 1406.7049 | 1422.5162 | 1435.6592 | 1447.9645 | 1458.8701 | 78.3596 | 127.278 | 210.0458 | 316.4206 | 449.0478 | 591.3714 | 727.1696 | 858.484 | 981.1954 | 1097.6258 | 1211.616 | 1314.4464 | 1395.5851 | 1464.5166 | 1527.7477 | 1583.51 | 1631.7603 | 1673.8327 | 1709.9096 | 1743.3744 | 1778.049 | 1812.7126 | 1848.5615 | 1882.1666 | 1909.0636 | 1933.6395 | 78.3596 | 144.5439 | 271.3213 | 438.5254 | 652.5235 | 878.5821 | 1083.9483 | 1269.8742 | 1423.6041 | 1554.6111 | 1669.3112 | 1763.9627 | 1833.8433 | 1888.3766 | 1934.7354 | 1974.7493 | 2012.1557 | 2048.3139 | 2085.1934 | 2124.6445 | 2169.5809 | 2218.7204 | 2274.6067 | 2328.6739 | 2370.1627 | 2408.409
LOWETH | LOWETH | 6240 |  |  | 0.8732 | 3667.44 | 0.3343% | 38.9744 | 54.7176 | 73.9952 | 96.6485 | 122.1423 | 151.283 | 184.2245 | 222.3749 | 267.9809 | 318.6408 | 374.984 | 430.1976 | 476.1538 | 517.6002 | 557.4419 | 593.0098 | 622.402 | 646.2694 | 663.8141 | 677.4814 | 689.6237 | 699.6647 | 707.529 | 714.066 | 720.1864 | 725.6106 | 38.9744 | 63.3053 | 104.4723 | 157.3808 | 223.3467 | 294.1354 | 361.6785 | 426.9915 | 488.0254 | 545.9354 | 602.6317 | 653.7773 | 694.134 | 728.419 | 759.8688 | 787.6038 | 811.6025 | 832.5283 | 850.4722 | 867.1169 | 884.3633 | 901.6042 | 919.4347 | 936.1491 | 949.5271 | 961.7507 | 38.9744 | 71.893 | 134.9494 | 218.1131 | 324.5511 | 436.9878 | 539.1325 | 631.6081 | 708.07 | 773.2301 | 830.2795 | 877.3571 | 912.1142 | 939.2379 | 962.2957 | 982.1978 | 1000.803 | 1018.7872 | 1037.1303 | 1056.7524 | 1079.1028 | 1103.5438 | 1131.3404 | 1158.2323 | 1178.8679 | 1197.8908
MADISON | MADISON VALLEY | 2500 |  |  | 0.8784 | 1647.8784 | 0.1502% | 17.5122 | 24.5861 | 33.248 | 43.4267 | 54.8818 | 67.9755 | 82.777 | 99.9189 | 120.4109 | 143.1738 | 168.4903 | 193.2992 | 213.9486 | 232.5715 | 250.4735 | 266.4551 | 279.6618 | 290.3861 | 298.2694 | 304.4104 | 309.8663 | 314.378 | 317.9116 | 320.8489 | 323.5989 | 326.0361 | 17.5122 | 28.4448 | 46.9422 | 70.7154 | 100.3556 | 132.1629 | 162.5118 | 191.8586 | 219.2828 | 245.3033 | 270.7785 | 293.7596 | 311.8929 | 327.2981 | 341.4293 | 353.8913 | 364.6746 | 374.0771 | 382.1398 | 389.6187 | 397.368 | 405.1148 | 413.1265 | 420.6367 | 426.6478 | 432.1402 | 17.5122 | 32.3034 | 60.6363 | 98.004 | 145.8295 | 196.3503 | 242.2466 | 283.7983 | 318.1547 | 347.4329 | 373.0667 | 394.2199 | 409.8372 | 422.0246 | 432.3851 | 441.3276 | 449.6874 | 457.7682 | 466.0102 | 474.827 | 484.8696 | 495.8516 | 508.3414 | 520.4246 | 529.6967 | 538.2442
MALTA CITY | MALTA CITY BANK 1 | 5000 |  |  | 0.9608 | 1671.792 | 0.1524% | 17.7664 | 24.9429 | 33.7305 | 44.0569 | 55.6782 | 68.9619 | 83.9782 | 101.3689 | 122.1583 | 145.2515 | 170.9354 | 196.1043 | 217.0533 | 235.9466 | 254.1083 | 270.3218 | 283.7202 | 294.6001 | 302.5978 | 308.8279 | 314.363 | 318.9402 | 322.525 | 325.5049 | 328.2949 | 330.7675 | 17.7664 | 28.8575 | 47.6234 | 71.7416 | 101.812 | 134.0808 | 164.8701 | 194.6428 | 222.465 | 248.8631 | 274.7079 | 298.0225 | 316.419 | 332.0477 | 346.384 | 359.0269 | 369.9667 | 379.5056 | 387.6853 | 395.2727 | 403.1345 | 410.9937 | 419.1217 | 426.7409 | 432.8392 | 438.4113 | 17.7664 | 32.7722 | 61.5163 | 99.4262 | 147.9457 | 199.1996 | 245.762 | 287.9167 | 322.7717 | 352.4747 | 378.4805 | 399.9407 | 415.7846 | 428.1489 | 438.6597 | 447.732 | 456.2132 | 464.4112 | 472.7729 | 481.7176 | 491.9059 | 503.0473 | 515.7183 | 527.9769 | 537.3835 | 546.0551
MALTA EAST | MALTA EAST RURAL | 750 |  |  | 0.987 | 483.63 | 0.04409% | 5.1396 | 7.2157 | 9.7578 | 12.7452 | 16.1071 | 19.9499 | 24.2939 | 29.3249 | 35.339 | 42.0196 | 49.4496 | 56.7307 | 62.791 | 68.2566 | 73.5106 | 78.201 | 82.0769 | 85.2244 | 87.538 | 89.3403 | 90.9416 | 92.2657 | 93.3027 | 94.1648 | 94.9719 | 95.6872 | 5.1396 | 8.3482 | 13.7769 | 20.754 | 29.453 | 38.788 | 47.695 | 56.3079 | 64.3565 | 71.9932 | 79.4698 | 86.2145 | 91.5363 | 96.0575 | 100.2049 | 103.8623 | 107.0271 | 109.7866 | 112.1529 | 114.3478 | 116.6221 | 118.8957 | 121.247 | 123.4512 | 125.2154 | 126.8273 | 5.1396 | 9.4806 | 17.7959 | 28.7628 | 42.799 | 57.6261 | 71.0961 | 83.291 | 93.3741 | 101.9668 | 109.49 | 115.6982 | 120.2817 | 123.8585 | 126.8992 | 129.5237 | 131.9772 | 134.3488 | 136.7677 | 139.3553 | 142.3027 | 145.5257 | 149.1913 | 152.7376 | 155.4588 | 157.9674
MANHATTAN | MANHATTAN | 12500 |  |  | 0.7941 | 6452.8566 | 0.5883% | 68.5754 | 96.2756 | 130.1944 | 170.0529 | 214.9093 | 266.1823 | 324.1428 | 391.2683 | 471.512 | 560.6481 | 659.784 | 756.9322 | 837.7921 | 910.717 | 980.8184 | 1043.4 | 1095.1156 | 1137.1103 | 1167.9802 | 1192.0277 | 1213.3922 | 1231.0593 | 1244.8964 | 1256.3983 | 1267.1671 | 1276.711 | 68.5754 | 111.3856 | 183.8188 | 276.9113 | 392.9783 | 517.5309 | 636.3729 | 751.291 | 858.6802 | 960.5728 | 1060.3299 | 1150.3205 | 1221.328 | 1281.6525 | 1336.9883 | 1385.788 | 1428.0136 | 1464.8327 | 1496.4049 | 1525.6912 | 1556.0362 | 1586.3717 | 1617.7443 | 1647.1533 | 1670.6919 | 1692.1993 | 68.5754 | 126.4957 | 237.4433 | 383.7697 | 571.0473 | 768.8796 | 948.6031 | 1111.3137 | 1245.8484 | 1360.4975 | 1460.8758 | 1543.7088 | 1604.8639 | 1652.588 | 1693.1582 | 1728.1759 | 1760.9117 | 1792.555 | 1824.8296 | 1859.3547 | 1898.6803 | 1941.684 | 1990.5922 | 2037.9084 | 2074.2167 | 2107.6875
MARTINSDALE | MARTINSDALE | 3000 |  |  | 0.8882 | 1694.6856 | 0.1545% | 18.0097 | 25.2844 | 34.1924 | 44.6602 | 56.4407 | 69.9063 | 85.1282 | 102.7571 | 123.8312 | 147.2406 | 173.2762 | 198.7898 | 220.0257 | 239.1776 | 257.5881 | 274.0236 | 287.6054 | 298.6343 | 306.7415 | 313.057 | 318.6679 | 323.3077 | 326.9417 | 329.9624 | 332.7906 | 335.297 | 18.0097 | 29.2527 | 48.2755 | 72.724 | 103.2062 | 135.9169 | 167.1279 | 197.3083 | 225.5114 | 252.271 | 278.4698 | 302.1037 | 320.752 | 336.5948 | 351.1274 | 363.9435 | 375.033 | 384.7026 | 392.9943 | 400.6856 | 408.655 | 416.6219 | 424.8611 | 432.5847 | 438.7665 | 444.4149 | 18.0097 | 33.221 | 62.3587 | 100.7878 | 149.9717 | 201.9275 | 249.1275 | 291.8595 | 327.1917 | 357.3015 | 383.6634 | 405.4175 | 421.4784 | 434.012 | 444.6668 | 453.8633 | 462.4606 | 470.7709 | 479.247 | 488.3142 | 498.6421 | 509.936 | 522.7806 | 535.207 | 544.7425 | 553.5328
MELSTONE | MELSTONE | 3000 |  |  | 0.824 | 1276.376 | 0.1164% | 13.5642 | 19.0433 | 25.7525 | 33.6365 | 42.5091 | 52.6509 | 64.1155 | 77.3929 | 93.2652 | 110.8963 | 130.5054 | 149.7213 | 165.7154 | 180.14 | 194.006 | 206.3847 | 216.614 | 224.9206 | 231.0267 | 235.7833 | 240.0092 | 243.5037 | 246.2407 | 248.5158 | 250.6458 | 252.5336 | 13.5642 | 22.0321 | 36.3594 | 54.7731 | 77.7312 | 102.3677 | 125.8747 | 148.6055 | 169.8471 | 190.0014 | 209.7334 | 227.5336 | 241.5789 | 253.5111 | 264.4565 | 274.1091 | 282.4613 | 289.7441 | 295.9891 | 301.782 | 307.7842 | 313.7846 | 319.9901 | 325.8072 | 330.4631 | 334.7173 | 13.5642 | 25.0209 | 46.9663 | 75.9097 | 112.9532 | 152.0845 | 187.6338 | 219.818 | 246.429 | 269.1066 | 288.9614 | 305.3458 | 317.4423 | 326.8822 | 334.907 | 341.8335 | 348.3086 | 354.5676 | 360.9516 | 367.7806 | 375.5592 | 384.0654 | 393.7394 | 403.0986 | 410.2804 | 416.9009
MELVILLE | MELVILLE | 2500 |  |  | 0.8026 | 886.0704 | 0.08078% | 9.4164 | 13.22 | 17.8776 | 23.3507 | 29.5101 | 36.5507 | 44.5095 | 53.7268 | 64.7454 | 76.9851 | 90.5979 | 103.9377 | 115.041 | 125.0546 | 134.6805 | 143.2739 | 150.3752 | 156.1417 | 160.3805 | 163.6826 | 166.6163 | 169.0422 | 170.9423 | 172.5216 | 174.0003 | 175.3109 | 9.4164 | 15.2949 | 25.241 | 38.0239 | 53.9616 | 71.0645 | 87.3832 | 103.1631 | 117.9092 | 131.9005 | 145.5986 | 157.9556 | 167.706 | 175.9894 | 183.5878 | 190.2887 | 196.0869 | 201.1427 | 205.478 | 209.4994 | 213.6662 | 217.8317 | 222.1397 | 226.1779 | 229.4101 | 232.3634 | 9.4164 | 17.3697 | 32.6044 | 52.6971 | 78.413 | 105.5783 | 130.2569 | 152.5994 | 171.073 | 186.816 | 200.5993 | 211.9735 | 220.371 | 226.9242 | 232.4951 | 237.3035 | 241.7986 | 246.1437 | 250.5755 | 255.3163 | 260.7162 | 266.6213 | 273.3371 | 279.8343 | 284.8199 | 289.4159
MISSION | MISSION | 5616 |  |  | 0.9182 | 2875.8024 | 0.2622% | 30.5616 | 42.9065 | 58.0229 | 75.7864 | 95.7772 | 118.6277 | 144.4586 | 174.374 | 210.1357 | 249.8604 | 294.0416 | 337.337 | 373.3733 | 405.8733 | 437.1149 | 465.0053 | 488.053 | 506.7685 | 520.5261 | 531.2432 | 540.7645 | 548.6381 | 554.8048 | 559.9308 | 564.7301 | 568.9835 | 30.5616 | 49.6405 | 81.9213 | 123.4092 | 175.1361 | 230.6446 | 283.6082 | 334.823 | 382.6824 | 428.0922 | 472.5503 | 512.6558 | 544.3013 | 571.1857 | 595.8469 | 617.5951 | 636.4135 | 652.8224 | 666.893 | 679.9448 | 693.4685 | 706.9879 | 720.9695 | 734.0761 | 744.5663 | 754.1514 | 30.5616 | 56.3745 | 105.8198 | 171.0321 | 254.4949 | 342.6615 | 422.7577 | 495.2719 | 555.2291 | 606.324 | 651.059 | 687.9746 | 715.2292 | 736.4981 | 754.5788 | 770.1849 | 784.774 | 798.8763 | 813.2599 | 828.6465 | 846.1724 | 865.3376 | 887.1342 | 908.2213 | 924.4026 | 939.3193
MOCCASIN | MOCCASIN | 1800 |  |  | 0.8505 | 859.8555 | 0.07839% | 9.1378 | 12.8289 | 17.3487 | 22.6599 | 28.6371 | 35.4693 | 43.1926 | 52.1373 | 62.8299 | 74.7074 | 87.9175 | 100.8627 | 111.6374 | 121.3548 | 130.6959 | 139.035 | 145.9262 | 151.5221 | 155.6356 | 158.84 | 161.6868 | 164.041 | 165.8848 | 167.4175 | 168.8524 | 170.1242 | 9.1378 | 14.8423 | 24.4942 | 36.899 | 52.3651 | 68.962 | 84.7979 | 100.111 | 114.4208 | 127.9982 | 141.291 | 153.2824 | 162.7443 | 170.7826 | 178.1563 | 184.6589 | 190.2856 | 195.1918 | 199.3988 | 203.3013 | 207.3448 | 211.3871 | 215.5675 | 219.4863 | 222.6229 | 225.4888 | 9.1378 | 16.8558 | 31.6398 | 51.138 | 76.0932 | 102.4547 | 126.4032 | 148.0847 | 166.0117 | 181.2889 | 194.6645 | 205.7021 | 213.8512 | 220.2105 | 225.6166 | 230.2828 | 234.6449 | 238.8614 | 243.162 | 247.7626 | 253.0028 | 258.7331 | 265.2502 | 271.5552 | 276.3934 | 280.8534
MONARCH | MONARCH | 2502 |  |  | 0.9845 | 1021.911 | 0.09316% | 10.86 | 15.2468 | 20.6183 | 26.9305 | 34.0342 | 42.1541 | 51.3331 | 61.9635 | 74.6713 | 88.7874 | 104.4871 | 119.8721 | 132.6775 | 144.2263 | 155.328 | 165.2387 | 173.4287 | 180.0792 | 184.968 | 188.7763 | 192.1597 | 194.9575 | 197.1489 | 198.9704 | 200.6758 | 202.1872 | 10.86 | 17.6397 | 29.1106 | 43.8532 | 62.2343 | 81.9591 | 100.7796 | 118.9787 | 135.9855 | 152.1218 | 167.9199 | 182.1713 | 193.4164 | 202.9698 | 211.7331 | 219.4612 | 226.1483 | 231.9792 | 236.9792 | 241.6171 | 246.4227 | 251.2268 | 256.1952 | 260.8526 | 264.5803 | 267.9863 | 10.86 | 20.0326 | 37.6029 | 60.7759 | 90.4343 | 121.7641 | 150.2262 | 175.994 | 197.2996 | 215.4561 | 231.3526 | 244.4705 | 254.1554 | 261.7132 | 268.1382 | 273.6838 | 278.868 | 283.8792 | 288.9904 | 294.458 | 300.6858 | 307.4961 | 315.2415 | 322.7347 | 328.4847 | 333.7854
MONTANA PHOSPHATE | MONTANA PHOSPHATE | 6250 |  |  | 0.7707 | 594.2097 | 0.05417% | 6.3147 | 8.8655 | 11.9889 | 15.6593 | 19.7899 | 24.5113 | 29.8486 | 36.0298 | 43.4191 | 51.6271 | 60.756 | 69.7019 | 77.1479 | 83.8631 | 90.3184 | 96.0812 | 100.8434 | 104.7105 | 107.5532 | 109.7676 | 111.7349 | 113.3618 | 114.636 | 115.6951 | 116.6868 | 117.5656 | 6.3147 | 10.2569 | 16.9269 | 25.4993 | 36.1873 | 47.6567 | 58.6002 | 69.1824 | 79.0714 | 88.4541 | 97.6402 | 105.927 | 112.4657 | 118.0207 | 123.1162 | 127.6099 | 131.4983 | 134.8888 | 137.7961 | 140.4929 | 143.2872 | 146.0806 | 148.9696 | 151.6777 | 153.8453 | 155.8257 | 6.3147 | 11.6483 | 21.8649 | 35.3393 | 52.5848 | 70.8021 | 87.3519 | 102.335 | 114.7236 | 125.2811 | 134.5244 | 142.152 | 147.7835 | 152.1782 | 155.9141 | 159.1387 | 162.1531 | 165.067 | 168.039 | 171.2182 | 174.8395 | 178.7995 | 183.3032 | 187.6603 | 191.0037 | 194.0859
MOORE | MOORE | 2000 |  |  | 0.9855 | 802.197 | 0.07313% | 8.5251 | 11.9687 | 16.1853 | 21.1404 | 26.7168 | 33.0909 | 40.2963 | 48.6411 | 58.6168 | 69.6979 | 82.0221 | 94.0992 | 104.1514 | 113.2172 | 121.932 | 129.7119 | 136.141 | 141.3617 | 145.1993 | 148.1888 | 150.8448 | 153.0411 | 154.7613 | 156.1911 | 157.5299 | 158.7163 | 8.5251 | 13.8471 | 22.8517 | 34.4247 | 48.8537 | 64.3377 | 79.1117 | 93.3979 | 106.7482 | 119.4151 | 131.8166 | 143.0039 | 151.8313 | 159.3306 | 166.2098 | 172.2764 | 177.5258 | 182.103 | 186.0279 | 189.6687 | 193.4411 | 197.2123 | 201.1124 | 204.7685 | 207.6947 | 210.3684 | 8.5251 | 15.7255 | 29.5181 | 47.7089 | 70.9906 | 95.5845 | 117.9271 | 138.1547 | 154.8796 | 169.1324 | 181.6111 | 191.9086 | 199.5112 | 205.4441 | 210.4876 | 214.8409 | 218.9105 | 222.8443 | 226.8566 | 231.1486 | 236.0374 | 241.3835 | 247.4636 | 253.3458 | 257.8595 | 262.0205
MORONY | MORONY RURAL | 1000 |  |  | 0.9585 | 178.281 | 0.01625% | 1.8946 | 2.6599 | 3.597 | 4.6983 | 5.9376 | 7.3541 | 8.9555 | 10.8101 | 13.027 | 15.4897 | 18.2287 | 20.9127 | 23.1467 | 25.1615 | 27.0983 | 28.8273 | 30.2561 | 31.4163 | 32.2692 | 32.9336 | 33.5239 | 34.012 | 34.3943 | 34.7121 | 35.0096 | 35.2733 | 1.8946 | 3.0774 | 5.0786 | 7.6506 | 10.8573 | 14.2985 | 17.5819 | 20.7568 | 23.7238 | 26.5389 | 29.295 | 31.7813 | 33.7431 | 35.4098 | 36.9386 | 38.2869 | 39.4535 | 40.4707 | 41.343 | 42.1521 | 42.9905 | 43.8286 | 44.6954 | 45.5079 | 46.1583 | 46.7525 | 1.8946 | 3.4949 | 6.5601 | 10.6029 | 15.777 | 21.2428 | 26.2082 | 30.7036 | 34.4206 | 37.5881 | 40.3614 | 42.6499 | 44.3395 | 45.6581 | 46.779 | 47.7464 | 48.6509 | 49.5251 | 50.4168 | 51.3707 | 52.4572 | 53.6453 | 54.9965 | 56.3038 | 57.3069 | 58.2317
MUIR | MUIR | 3750 |  |  | 0.9978 | 2500.4868 | 0.228% | 26.573 | 37.3069 | 50.4504 | 65.8956 | 83.2775 | 103.1459 | 125.6056 | 151.6168 | 182.7113 | 217.2516 | 255.6668 | 293.3118 | 324.6451 | 352.9035 | 380.0679 | 404.3183 | 424.3581 | 440.6311 | 452.5932 | 461.9116 | 470.1904 | 477.0364 | 482.3983 | 486.8553 | 491.0282 | 494.7265 | 26.573 | 43.162 | 71.2299 | 107.3033 | 152.2794 | 200.5436 | 246.595 | 291.1258 | 332.7392 | 372.2227 | 410.8786 | 445.7501 | 473.2655 | 496.6413 | 518.084 | 536.9939 | 553.3564 | 567.6238 | 579.858 | 591.2065 | 602.9652 | 614.7202 | 626.8771 | 638.2732 | 647.3944 | 655.7285 | 26.573 | 49.0172 | 92.0094 | 148.7111 | 221.2813 | 297.9414 | 367.5844 | 430.6349 | 482.7672 | 527.1938 | 566.0905 | 598.1883 | 621.886 | 640.3791 | 656.1001 | 669.6695 | 682.3546 | 694.6164 | 707.1229 | 720.5014 | 735.74 | 752.404 | 771.356 | 789.691 | 803.7605 | 816.7305
MUSSELSHELL | MUSSELSHELL | 7500 |  |  | 0.9759 | 518.2029 | 0.04724% | 5.507 | 7.7315 | 10.4554 | 13.6563 | 17.2585 | 21.376 | 26.0306 | 31.4212 | 37.8652 | 45.0234 | 52.9846 | 60.7862 | 67.2797 | 73.136 | 78.7656 | 83.7912 | 87.9443 | 91.3167 | 93.7958 | 95.7269 | 97.4426 | 98.8614 | 99.9726 | 100.8963 | 101.7611 | 102.5275 | 5.507 | 8.9449 | 14.7617 | 22.2376 | 31.5585 | 41.5608 | 51.1045 | 60.3332 | 68.9571 | 77.1397 | 85.1508 | 92.3776 | 98.0799 | 102.9243 | 107.3681 | 111.287 | 114.678 | 117.6348 | 120.1702 | 122.5221 | 124.959 | 127.3951 | 129.9145 | 132.2762 | 134.1665 | 135.8937 | 5.507 | 10.1584 | 19.0681 | 30.819 | 45.8585 | 61.7456 | 76.1785 | 89.2451 | 100.0491 | 109.2561 | 117.317 | 123.969 | 128.8801 | 132.7127 | 135.9707 | 138.7828 | 141.4117 | 143.9529 | 146.5447 | 149.3173 | 152.4754 | 155.9288 | 159.8564 | 163.6562 | 166.572 | 169.2599
NASHUA | NASHUA | 1000 |  |  | 0.9477 | 737.3106 | 0.06722% | 7.8355 | 11.0006 | 14.8762 | 19.4304 | 24.5558 | 30.4143 | 37.0369 | 44.7068 | 53.8755 | 64.0603 | 75.3877 | 86.4879 | 95.7271 | 104.0595 | 112.0694 | 119.22 | 125.1291 | 129.9275 | 133.4547 | 136.2024 | 138.6435 | 140.6622 | 142.2433 | 143.5575 | 144.7879 | 145.8784 | 7.8355 | 12.727 | 21.0033 | 31.6402 | 44.9021 | 59.1337 | 72.7127 | 85.8434 | 98.1138 | 109.7561 | 121.1545 | 131.4369 | 139.5503 | 146.443 | 152.7658 | 158.3417 | 163.1664 | 167.3734 | 170.9809 | 174.3272 | 177.7944 | 181.2606 | 184.8453 | 188.2056 | 190.8951 | 193.3526 | 7.8355 | 14.4535 | 27.1305 | 43.85 | 65.2485 | 87.853 | 108.3884 | 126.9799 | 142.352 | 155.452 | 166.9213 | 176.3859 | 183.3735 | 188.8266 | 193.4622 | 197.4633 | 201.2037 | 204.8193 | 208.5071 | 212.4519 | 216.9453 | 221.859 | 227.4473 | 232.8537 | 237.0023 | 240.8267
NEWMONT | NEWMONT | 3000 |  |  | 0.0224 | 13.44 | 0.001225% | 0.14283 | 0.20052 | 0.27117 | 0.35419 | 0.44761 | 0.5544 | 0.67512 | 0.81493 | 0.98206 | 1.1677 | 1.3742 | 1.5765 | 1.745 | 1.8968 | 2.0428 | 2.1732 | 2.2809 | 2.3684 | 2.4327 | 2.4828 | 2.5273 | 2.564 | 2.5929 | 2.6168 | 2.6393 | 2.6591 | 0.14283 | 0.23199 | 0.38286 | 0.57675 | 0.81849 | 1.0779 | 1.3254 | 1.5648 | 1.7885 | 2.0007 | 2.2085 | 2.3959 | 2.5438 | 2.6694 | 2.7847 | 2.8863 | 2.9743 | 3.051 | 3.1167 | 3.1777 | 3.2409 | 3.3041 | 3.3694 | 3.4307 | 3.4797 | 3.5245 | 0.14283 | 0.26346 | 0.49455 | 0.79931 | 1.1894 | 1.6014 | 1.9757 | 2.3146 | 2.5949 | 2.8336 | 3.0427 | 3.2152 | 3.3426 | 3.442 | 3.5265 | 3.5994 | 3.6676 | 3.7335 | 3.8008 | 3.8727 | 3.9546 | 4.0441 | 4.146 | 4.2446 | 4.3202 | 4.3899
NIHILL | NIHILL | 1000 |  |  | 1 | 824 | 0.07512% | 8.7568 | 12.294 | 16.6252 | 21.715 | 27.4429 | 33.9903 | 41.3915 | 49.9632 | 60.2099 | 71.5922 | 84.2514 | 96.6567 | 106.9822 | 116.2944 | 125.246 | 133.2374 | 139.8412 | 145.2037 | 149.1457 | 152.2164 | 154.9446 | 157.2006 | 158.9675 | 160.4363 | 161.8114 | 163.0301 | 8.7568 | 14.2234 | 23.4728 | 35.3603 | 50.1815 | 66.0863 | 81.2619 | 95.9364 | 109.6495 | 122.6607 | 135.3992 | 146.8906 | 155.9579 | 163.6611 | 170.7272 | 176.9587 | 182.3507 | 187.0524 | 191.084 | 194.8237 | 198.6986 | 202.5723 | 206.5785 | 210.3339 | 213.3396 | 216.086 | 8.7568 | 16.1529 | 30.3204 | 49.0056 | 72.9201 | 98.1824 | 121.1322 | 141.9096 | 159.0891 | 173.7293 | 186.5471 | 197.1245 | 204.9337 | 211.0279 | 216.2085 | 220.6801 | 224.8603 | 228.901 | 233.0223 | 237.431 | 242.4527 | 247.9441 | 254.1894 | 260.2315 | 264.8679 | 269.142
PARK | PARK CITY | 2000 |  |  | 0.9522 | 1387.3554 | 0.1265% | 14.7436 | 20.6991 | 27.9916 | 36.5611 | 46.2052 | 57.2288 | 69.6903 | 84.1222 | 101.3744 | 120.5386 | 141.8527 | 162.7394 | 180.1242 | 195.8029 | 210.8746 | 224.3296 | 235.4484 | 244.4772 | 251.1142 | 256.2843 | 260.8777 | 264.6761 | 267.651 | 270.1239 | 272.4392 | 274.4911 | 14.7436 | 23.9478 | 39.5208 | 59.5356 | 84.4898 | 111.2685 | 136.8193 | 161.5266 | 184.6151 | 206.5218 | 227.9695 | 247.3173 | 262.5839 | 275.5535 | 287.4507 | 297.9425 | 307.021 | 314.937 | 321.725 | 328.0215 | 334.5457 | 341.0678 | 347.8128 | 354.1357 | 359.1965 | 363.8205 | 14.7436 | 27.1964 | 51.05 | 82.51 | 122.7744 | 165.3081 | 203.9484 | 238.9309 | 267.8557 | 292.5051 | 314.0863 | 331.8953 | 345.0435 | 355.3042 | 364.0267 | 371.5555 | 378.5936 | 385.3969 | 392.3359 | 399.7587 | 408.2137 | 417.4594 | 427.9746 | 438.1475 | 445.9538 | 453.1499
PATTERSON | PATTERSON | 12500 |  |  | 0.9746 | 5498.6932 | 0.5013% | 58.4354 | 82.0396 | 110.943 | 144.9077 | 183.1313 | 226.8228 | 276.2128 | 333.4127 | 401.7911 | 477.7469 | 562.2238 | 645.0071 | 713.9104 | 776.0521 | 835.7879 | 889.1158 | 933.1843 | 968.9694 | 995.2747 | 1015.7663 | 1033.9717 | 1049.0265 | 1060.8175 | 1070.6187 | 1079.7951 | 1087.9278 | 58.4354 | 94.9154 | 156.6381 | 235.9653 | 334.8698 | 441.0053 | 542.2745 | 640.2 | 731.7099 | 818.536 | 903.5423 | 980.2262 | 1040.7341 | 1092.1386 | 1139.2921 | 1180.8759 | 1216.8578 | 1248.2325 | 1275.1363 | 1300.0921 | 1325.9501 | 1351.7999 | 1378.5336 | 1403.594 | 1423.652 | 1441.9791 | 58.4354 | 107.7912 | 202.3333 | 327.0229 | 486.6084 | 655.1878 | 808.3362 | 946.9873 | 1061.6288 | 1159.3251 | 1244.8607 | 1315.4454 | 1367.5577 | 1408.2251 | 1442.7963 | 1472.636 | 1500.5313 | 1527.4956 | 1554.9979 | 1584.4179 | 1617.9284 | 1654.5734 | 1696.2497 | 1736.5693 | 1767.5089 | 1796.0304
PHILIPSBURG | PHILIPSBURG SOUTH | 14000 |  |  | 0.61308 | 1906.6857 | 0.1738% | 20.2626 | 28.4475 | 38.4698 | 50.2471 | 63.5012 | 78.6514 | 95.7775 | 115.6117 | 139.3221 | 165.6599 | 194.9525 | 223.6578 | 247.5502 | 269.098 | 289.8116 | 308.3031 | 323.584 | 335.9926 | 345.114 | 352.2195 | 358.5323 | 363.7526 | 367.8412 | 371.2397 | 374.4217 | 377.2417 | 20.2626 | 32.9122 | 54.3147 | 81.8216 | 116.117 | 152.9197 | 188.035 | 221.991 | 253.7223 | 283.8294 | 313.3056 | 339.8959 | 360.8772 | 378.7018 | 395.0524 | 409.4717 | 421.9485 | 432.8278 | 442.1567 | 450.8102 | 459.7765 | 468.74 | 478.01 | 486.6998 | 493.6549 | 500.0099 | 20.2626 | 37.3769 | 70.1596 | 113.396 | 168.7327 | 227.188 | 280.2926 | 328.3702 | 368.1224 | 401.9989 | 431.6586 | 456.134 | 474.2041 | 488.3056 | 500.2933 | 510.6403 | 520.313 | 529.6629 | 539.1994 | 549.4009 | 561.0208 | 573.7275 | 588.1788 | 602.1598 | 612.8882 | 622.7781
PLAINS | PLAINS | 28000 |  |  | 0.9758 | 8270.8808 | 0.754% | 87.8958 | 123.4002 | 166.8753 | 217.9635 | 275.4577 | 341.1764 | 415.4666 | 501.5041 | 604.3556 | 718.6048 | 845.6711 | 970.1899 | 1073.8312 | 1167.3018 | 1257.1537 | 1337.3669 | 1403.6528 | 1457.4792 | 1497.0463 | 1527.8689 | 1555.2526 | 1577.8973 | 1595.6328 | 1610.3753 | 1624.1781 | 1636.4109 | 87.8958 | 142.7674 | 235.6078 | 354.9281 | 503.6958 | 663.3398 | 815.6643 | 962.9594 | 1100.6043 | 1231.2041 | 1359.0666 | 1474.4111 | 1565.4242 | 1642.7445 | 1713.6707 | 1776.2191 | 1830.3414 | 1877.5338 | 1918.0012 | 1955.5386 | 1994.433 | 2033.3151 | 2073.5267 | 2111.2214 | 2141.3917 | 2168.9585 | 87.8958 | 162.1345 | 304.3404 | 491.8928 | 731.9339 | 985.5033 | 1215.862 | 1424.4146 | 1596.8531 | 1743.8033 | 1872.4621 | 1978.6324 | 2057.0173 | 2118.1872 | 2170.1877 | 2215.0712 | 2257.0299 | 2297.5884 | 2338.9561 | 2383.2083 | 2433.6134 | 2488.733 | 2551.4205 | 2612.0675 | 2658.6054 | 2701.5062
PORTAGE | PORTAGE | 1000 |  |  | 0.9723 | 508.5129 | 0.04636% | 5.404 | 7.5869 | 10.2599 | 13.4009 | 16.9358 | 20.9763 | 25.5438 | 30.8336 | 37.1572 | 44.1815 | 51.9938 | 59.6495 | 66.0216 | 71.7684 | 77.2927 | 82.2244 | 86.2998 | 89.6092 | 92.0419 | 93.9369 | 95.6205 | 97.0128 | 98.1032 | 99.0096 | 99.8582 | 100.6103 | 5.404 | 8.7777 | 14.4857 | 21.8218 | 30.9684 | 40.7837 | 50.1489 | 59.205 | 67.6677 | 75.6973 | 83.5586 | 90.6502 | 96.2459 | 100.9997 | 105.3604 | 109.2061 | 112.5336 | 115.4351 | 117.9232 | 120.231 | 122.6224 | 125.0129 | 127.4852 | 129.8028 | 131.6577 | 133.3526 | 5.404 | 9.9684 | 18.7116 | 30.2427 | 45.001 | 60.591 | 74.754 | 87.5763 | 98.1782 | 107.2131 | 115.1233 | 121.6509 | 126.4702 | 130.2311 | 133.4282 | 136.1877 | 138.7674 | 141.2611 | 143.8044 | 146.5252 | 149.6242 | 153.0131 | 156.8672 | 160.596 | 163.4572 | 166.0949
POWER | POWER | 2000 |  |  | 0.8389 | 1130.8372 | 0.1031% | 12.0176 | 16.8719 | 22.816 | 29.8011 | 37.662 | 46.6474 | 56.8047 | 68.5682 | 82.6306 | 98.2513 | 115.6245 | 132.6493 | 146.8197 | 159.5995 | 171.8845 | 182.8517 | 191.9146 | 199.274 | 204.6838 | 208.8981 | 212.6421 | 215.7382 | 218.1631 | 220.1788 | 222.0659 | 223.7385 | 12.0176 | 19.5199 | 32.2135 | 48.5276 | 68.8679 | 90.6952 | 111.5218 | 131.6607 | 150.4803 | 168.3365 | 185.8186 | 201.589 | 214.0328 | 224.6045 | 234.3018 | 242.8538 | 250.2537 | 256.706 | 262.239 | 267.3713 | 272.6891 | 278.0053 | 283.5032 | 288.657 | 292.782 | 296.5511 | 12.0176 | 22.1679 | 41.611 | 67.2541 | 100.0738 | 134.7431 | 166.2389 | 194.7533 | 218.3299 | 238.4217 | 256.0126 | 270.5288 | 281.2459 | 289.6094 | 296.7192 | 302.8559 | 308.5927 | 314.1381 | 319.7941 | 325.8444 | 332.7361 | 340.2723 | 348.8433 | 357.1353 | 363.4981 | 369.3638
RAILWELDER | RAILWELDER | 5000 |  |  | 1 | 707 | 0.06445% | 7.5134 | 10.5483 | 14.2646 | 18.6317 | 23.5463 | 29.164 | 35.5143 | 42.8689 | 51.6607 | 61.4268 | 72.2885 | 82.9324 | 91.7918 | 99.7817 | 107.4623 | 114.319 | 119.9851 | 124.5862 | 127.9684 | 130.6032 | 132.944 | 134.8796 | 136.3957 | 137.6559 | 138.8357 | 139.8814 | 7.5134 | 12.2038 | 20.1399 | 30.3395 | 43.0562 | 56.7027 | 69.7235 | 82.3144 | 94.0803 | 105.2441 | 116.1739 | 126.0336 | 133.8134 | 140.4228 | 146.4856 | 151.8323 | 156.4587 | 160.4927 | 163.9519 | 167.1606 | 170.4854 | 173.809 | 177.2463 | 180.4685 | 183.0475 | 185.4039 | 7.5134 | 13.8594 | 26.0152 | 42.0473 | 62.5662 | 84.2414 | 103.9326 | 121.7598 | 136.5 | 149.0614 | 160.0592 | 169.1347 | 175.8351 | 181.064 | 185.509 | 189.3457 | 192.9323 | 196.3993 | 199.9354 | 203.7181 | 208.0268 | 212.7384 | 218.097 | 223.2811 | 227.2592 | 230.9264
RED LODGE | RED LODGE NORTHSIDE | 12500 |  |  | 0.9918 | 5732.604 | 0.5226% | 60.9212 | 85.5296 | 115.6624 | 151.072 | 190.9216 | 236.4717 | 287.9627 | 347.5959 | 418.883 | 498.0699 | 586.1404 | 672.4452 | 744.2797 | 809.0649 | 871.3418 | 926.9382 | 972.8814 | 1010.1888 | 1037.613 | 1058.9764 | 1077.9562 | 1093.6514 | 1105.944 | 1116.1621 | 1125.7289 | 1134.2076 | 60.9212 | 98.953 | 163.3014 | 246.0031 | 349.115 | 459.7654 | 565.3425 | 667.4337 | 762.8364 | 853.3559 | 941.9784 | 1021.9244 | 1085.0062 | 1138.5975 | 1187.7569 | 1231.1096 | 1268.6221 | 1301.3315 | 1329.3797 | 1355.3972 | 1382.3551 | 1409.3046 | 1437.1755 | 1463.302 | 1484.2132 | 1503.32 | 60.9212 | 112.3765 | 210.9404 | 340.9342 | 507.3084 | 683.059 | 842.7223 | 987.2715 | 1106.7898 | 1208.642 | 1297.8163 | 1371.4036 | 1425.7328 | 1468.13 | 1504.1719 | 1535.281 | 1564.3629 | 1592.4742 | 1621.1465 | 1651.818 | 1686.7541 | 1724.9579 | 1768.407 | 1810.4419 | 1842.6976 | 1872.4324
RENOVA | RENOVA | 3125 |  |  | 0.61308 | 524.1853 | 0.04779% | 5.5706 | 7.8208 | 10.5761 | 13.8139 | 17.4577 | 21.6228 | 26.3311 | 31.7839 | 38.3024 | 45.5432 | 53.5963 | 61.4879 | 68.0564 | 73.9803 | 79.6749 | 84.7586 | 88.9596 | 92.371 | 94.8786 | 96.8321 | 98.5676 | 100.0027 | 101.1267 | 102.0611 | 102.9359 | 103.7111 | 5.5706 | 9.0482 | 14.9322 | 22.4944 | 31.9228 | 42.0406 | 51.6945 | 61.0297 | 69.7532 | 78.0303 | 86.1338 | 93.4441 | 99.2122 | 104.1126 | 108.6077 | 112.5718 | 116.0019 | 118.9928 | 121.5576 | 123.9366 | 126.4016 | 128.8658 | 131.4143 | 133.8033 | 135.7154 | 137.4625 | 5.5706 | 10.2756 | 19.2882 | 31.1748 | 46.3879 | 62.4584 | 77.0579 | 90.2754 | 101.2041 | 110.5174 | 118.6714 | 125.4002 | 130.368 | 134.2448 | 137.5404 | 140.385 | 143.0442 | 145.6147 | 148.2365 | 151.0411 | 154.2356 | 157.7289 | 161.7019 | 165.5455 | 168.495 | 171.2139
RESERVE ST | RESERVE ST BANK 2 | 25000 |  |  | 0.61308 | 8644.4593 | 0.7881% | 91.8659 | 128.974 | 174.4127 | 227.8084 | 287.8995 | 356.5866 | 434.2323 | 524.156 | 631.6531 | 751.0627 | 883.8683 | 1014.0113 | 1122.3339 | 1220.0264 | 1313.9367 | 1397.773 | 1467.0529 | 1523.3105 | 1564.6648 | 1596.8796 | 1625.5001 | 1649.1676 | 1667.7043 | 1683.1126 | 1697.5388 | 1710.3242 | 91.8659 | 149.2159 | 246.2498 | 370.9595 | 526.4467 | 693.3015 | 852.5062 | 1006.4542 | 1150.3163 | 1286.815 | 1420.4528 | 1541.0072 | 1636.1312 | 1716.9439 | 1791.0736 | 1856.4472 | 1913.0141 | 1962.3381 | 2004.6333 | 2043.8662 | 2084.5174 | 2125.1558 | 2167.1836 | 2206.5809 | 2238.114 | 2266.9259 | 91.8659 | 169.4578 | 318.0868 | 514.1105 | 764.9938 | 1030.0164 | 1270.78 | 1488.7525 | 1668.9796 | 1822.5673 | 1957.0373 | 2068.0031 | 2149.9285 | 2213.8614 | 2268.2106 | 2315.1214 | 2358.9753 | 2401.3657 | 2444.6019 | 2490.8529 | 2543.5346 | 2601.1439 | 2666.6629 | 2730.0492 | 2778.6891 | 2823.5276
RIVERSIDE | RIVERSIDE | 12500 |  |  | 0.9825 | 9078.3 | 0.8276% | 96.4764 | 135.4468 | 183.166 | 239.2415 | 302.3484 | 374.4827 | 456.0252 | 550.4619 | 663.3539 | 788.7564 | 928.2272 | 1064.9017 | 1178.6606 | 1281.2561 | 1379.8794 | 1467.9232 | 1540.6801 | 1599.7611 | 1643.1908 | 1677.0224 | 1707.0793 | 1731.9346 | 1751.4016 | 1767.5832 | 1782.7335 | 1796.1604 | 96.4764 | 156.7046 | 258.6083 | 389.5769 | 552.8675 | 728.0963 | 895.291 | 1056.9653 | 1208.0474 | 1351.3965 | 1491.7413 | 1618.346 | 1718.2439 | 1803.1124 | 1880.9625 | 1949.617 | 2009.0228 | 2060.8222 | 2105.2401 | 2146.442 | 2189.1333 | 2231.8112 | 2275.9483 | 2317.3229 | 2350.4385 | 2380.6964 | 96.4764 | 177.9624 | 334.0507 | 539.9123 | 803.3867 | 1081.71 | 1334.5568 | 1563.4687 | 1752.7409 | 1914.0367 | 2055.2554 | 2171.7903 | 2257.8273 | 2324.9687 | 2382.0456 | 2431.3107 | 2477.3655 | 2521.8834 | 2567.2895 | 2615.8617 | 2671.1874 | 2731.6879 | 2800.4951 | 2867.0626 | 2918.1435 | 2965.2324
ROCKVALE | ROCKVALE | 3125 |  |  | 0.988 | 2465.06 | 0.2247% | 26.1965 | 36.7783 | 49.7356 | 64.962 | 82.0976 | 101.6845 | 123.826 | 149.4687 | 180.1226 | 214.1736 | 252.0445 | 289.1562 | 320.0455 | 347.9036 | 374.6831 | 398.5899 | 418.3458 | 434.3883 | 446.1809 | 455.3673 | 463.5287 | 470.2778 | 475.5637 | 479.9575 | 484.0713 | 487.7172 | 26.1965 | 42.5505 | 70.2208 | 105.7831 | 150.1219 | 197.7023 | 243.1012 | 287.0012 | 328.025 | 366.9491 | 405.0573 | 439.4347 | 466.5603 | 489.6049 | 510.7438 | 529.3858 | 545.5164 | 559.5817 | 571.6426 | 582.8303 | 594.4224 | 606.0109 | 617.9956 | 629.2301 | 638.2221 | 646.4382 | 26.1965 | 48.3227 | 90.7059 | 146.6041 | 218.1462 | 293.7202 | 362.3765 | 424.5337 | 475.9274 | 519.7245 | 558.0701 | 589.7132 | 613.0751 | 631.3062 | 646.8045 | 660.1816 | 672.687 | 684.7751 | 697.1044 | 710.2933 | 725.3161 | 741.744 | 760.4274 | 778.5027 | 792.3729 | 805.1591
ROUNDUP | ROUNDUP BANK 4 | 3750 |  |  | 0.61308 | 1605.0493 | 0.1463% | 17.0571 | 23.9471 | 32.3839 | 42.2981 | 53.4554 | 66.2088 | 80.6256 | 97.322 | 117.2814 | 139.4526 | 164.1112 | 188.2753 | 208.3879 | 226.5269 | 243.9636 | 259.5298 | 272.3932 | 282.8388 | 290.5172 | 296.4986 | 301.8127 | 306.2071 | 309.6489 | 312.5098 | 315.1884 | 317.5623 | 17.0571 | 27.7055 | 45.7221 | 68.8774 | 97.7473 | 128.7279 | 158.288 | 186.8721 | 213.5836 | 238.9278 | 263.7408 | 286.1246 | 303.7866 | 318.7914 | 332.5554 | 344.6935 | 355.1965 | 364.3547 | 372.2078 | 379.4923 | 387.0402 | 394.5857 | 402.3891 | 409.7042 | 415.559 | 420.9087 | 17.0571 | 31.4639 | 59.0604 | 95.4568 | 142.0393 | 191.247 | 235.9505 | 276.4223 | 309.8857 | 338.4029 | 363.3705 | 383.9739 | 399.1853 | 411.056 | 421.1472 | 429.8573 | 437.9998 | 445.8706 | 453.8984 | 462.486 | 472.2676 | 482.9642 | 495.1293 | 506.8985 | 515.9296 | 524.255
ROUNDUP | ROUNDUP BANK 2 | 5000 |  |  | 0.61308 | 1880.3232 | 0.1714% | 19.9825 | 28.0541 | 37.9379 | 49.5524 | 62.6232 | 77.5639 | 94.4532 | 114.0132 | 137.3957 | 163.3695 | 192.257 | 220.5654 | 244.1275 | 265.3774 | 285.8045 | 304.0404 | 319.11 | 331.347 | 340.3423 | 347.3496 | 353.5751 | 358.7232 | 362.7552 | 366.1068 | 369.2448 | 372.0258 | 19.9825 | 32.4571 | 53.5637 | 80.6903 | 114.5115 | 150.8054 | 185.4352 | 218.9216 | 250.2142 | 279.9051 | 308.9737 | 335.1964 | 355.8875 | 373.4657 | 389.5903 | 403.8102 | 416.1145 | 426.8433 | 436.0433 | 444.5771 | 453.4195 | 462.2591 | 471.4009 | 479.9705 | 486.8295 | 493.0966 | 19.9825 | 36.8601 | 69.1895 | 111.8282 | 166.3997 | 224.0468 | 276.4172 | 323.8301 | 363.0327 | 396.4407 | 425.6903 | 449.8273 | 467.6476 | 481.5541 | 493.376 | 503.58 | 513.119 | 522.3396 | 531.7443 | 541.8047 | 553.2639 | 565.7949 | 580.0465 | 593.8341 | 604.4141 | 614.1673
RUDYARD | RUDYARD | 1500 |  |  | 0.9734 | 458.4714 | 0.0418% | 4.8722 | 6.8403 | 9.2502 | 12.0822 | 15.2692 | 18.9121 | 23.0301 | 27.7994 | 33.5006 | 39.8337 | 46.8772 | 53.7796 | 59.5246 | 64.7059 | 69.6865 | 74.1329 | 77.8073 | 80.791 | 82.9843 | 84.6928 | 86.2107 | 87.466 | 88.4491 | 89.2663 | 90.0314 | 90.7095 | 4.8722 | 7.9139 | 13.0602 | 19.6744 | 27.9209 | 36.7702 | 45.2139 | 53.3788 | 61.0087 | 68.2481 | 75.3358 | 81.7295 | 86.7746 | 91.0606 | 94.9922 | 98.4594 | 101.4595 | 104.0754 | 106.3186 | 108.3994 | 110.5554 | 112.7107 | 114.9397 | 117.0292 | 118.7016 | 120.2297 | 4.8722 | 8.9874 | 16.8702 | 27.2666 | 40.5726 | 54.6284 | 67.3977 | 78.9581 | 88.5167 | 96.6625 | 103.7943 | 109.6795 | 114.0246 | 117.4153 | 120.2978 | 122.7858 | 125.1117 | 127.3599 | 129.653 | 132.106 | 134.9 | 137.9554 | 141.4303 | 144.7921 | 147.3718 | 149.7499
RUSSELL STREET | RUSSELL STREET #2 BANK 2 | 20000 |  |  | 0.9894 | 14489.763 | 1.321% | 153.9847 | 216.185 | 292.349 | 381.8504 | 482.5745 | 597.7072 | 727.8563 | 878.5854 | 1058.7711 | 1258.9243 | 1481.5319 | 1699.6764 | 1881.2457 | 2044.9971 | 2202.4086 | 2342.9342 | 2459.0606 | 2553.359 | 2622.6767 | 2676.6748 | 2724.6483 | 2764.3195 | 2795.3905 | 2821.2178 | 2845.3989 | 2866.8296 | 153.9847 | 250.1143 | 412.7616 | 621.7989 | 882.4251 | 1162.1056 | 1428.963 | 1687.0093 | 1928.1496 | 2156.9474 | 2380.9499 | 2583.0221 | 2742.468 | 2877.9255 | 3002.1811 | 3111.7597 | 3206.5766 | 3289.253 | 3360.1479 | 3425.9097 | 3494.0488 | 3562.1665 | 3632.6131 | 3698.6505 | 3751.506 | 3799.8003 | 153.9847 | 284.0436 | 533.1742 | 861.7474 | 1282.2756 | 1726.504 | 2130.0697 | 2495.4332 | 2797.5282 | 3054.9705 | 3280.368 | 3466.3678 | 3603.6903 | 3710.854 | 3801.9537 | 3880.5852 | 3954.0927 | 4025.1471 | 4097.6191 | 4175.1446 | 4263.4493 | 4360.0134 | 4469.8358 | 4576.0833 | 4657.613 | 4732.771
RUSSELL STREET | RUSSELL STREET #2 BANK 1 | 20000 |  |  | 0.9894 | 13976.2644 | 1.274% | 148.5277 | 208.5237 | 281.9885 | 368.3181 | 465.4727 | 576.5252 | 702.062 | 847.4495 | 1021.2496 | 1214.3097 | 1429.0284 | 1639.4421 | 1814.5768 | 1972.525 | 2124.3581 | 2259.9037 | 2371.9146 | 2462.8712 | 2529.7324 | 2581.8169 | 2628.0903 | 2666.3556 | 2696.3254 | 2721.2374 | 2744.5617 | 2765.2328 | 148.5277 | 241.2505 | 398.1338 | 599.7631 | 851.153 | 1120.9221 | 1378.3223 | 1627.2239 | 1859.8185 | 2080.508 | 2296.5721 | 2491.4831 | 2645.2785 | 2775.9355 | 2895.7877 | 3001.4829 | 3092.9397 | 3172.6861 | 3241.0686 | 3304.4999 | 3370.2242 | 3435.9279 | 3503.878 | 3567.5751 | 3618.5574 | 3665.1402 | 148.5277 | 273.9774 | 514.2792 | 831.2081 | 1236.8334 | 1665.3189 | 2054.5827 | 2406.9983 | 2698.3874 | 2946.7062 | 3164.1159 | 3343.5241 | 3475.9802 | 3579.3461 | 3667.2173 | 3743.0622 | 3813.9647 | 3882.5011 | 3952.4048 | 4027.1829 | 4112.3581 | 4205.5002 | 4311.4305 | 4413.9128 | 4492.5532 | 4565.0476
RUSSELL STREET | RUSSELL STREET #2 BANK 3 | 20000 |  |  | 0.9894 | 13207.5006 | 1.204% | 140.358 | 197.0538 | 266.4777 | 348.0588 | 439.8694 | 544.8135 | 663.4451 | 800.8355 | 965.0758 | 1147.5166 | 1350.4247 | 1549.2647 | 1714.766 | 1864.0264 | 2007.5078 | 2135.5978 | 2241.4476 | 2327.4011 | 2390.5845 | 2439.8042 | 2483.5323 | 2519.6928 | 2548.0142 | 2571.5559 | 2593.5972 | 2613.1313 | 140.358 | 227.9806 | 376.2345 | 566.7732 | 804.3354 | 1059.2658 | 1302.5078 | 1537.7185 | 1757.5193 | 1966.0697 | 2170.2493 | 2354.4392 | 2499.7751 | 2623.2453 | 2736.505 | 2836.3865 | 2922.8126 | 2998.1727 | 3062.7937 | 3122.736 | 3184.8452 | 3246.9348 | 3311.1473 | 3371.3408 | 3419.5188 | 3463.5393 | 140.358 | 258.9073 | 485.9913 | 785.4876 | 1168.8014 | 1573.7181 | 1941.5705 | 2274.6014 | 2549.9627 | 2784.6228 | 2990.0739 | 3159.6137 | 3284.7841 | 3382.4643 | 3465.5022 | 3537.1752 | 3604.1777 | 3668.9443 | 3735.0029 | 3805.6678 | 3886.1581 | 3974.1768 | 4074.2805 | 4171.1257 | 4245.4405 | 4313.9474
RYEGATE | RYEGATE | 1000 |  |  | 0.8974 | 585.1048 | 0.05334% | 6.218 | 8.7297 | 11.8052 | 15.4193 | 19.4866 | 24.1358 | 29.3912 | 35.4778 | 42.7538 | 50.8361 | 59.8251 | 68.6339 | 75.9658 | 82.5781 | 88.9345 | 94.609 | 99.2983 | 103.1061 | 105.9052 | 108.0856 | 110.0228 | 111.6248 | 112.8794 | 113.9224 | 114.8988 | 115.7642 | 6.218 | 10.0998 | 16.6675 | 25.1086 | 35.6328 | 46.9265 | 57.7023 | 68.1224 | 77.8598 | 87.0988 | 96.1441 | 104.3039 | 110.7424 | 116.2123 | 121.2298 | 125.6546 | 129.4834 | 132.8219 | 135.6847 | 138.3402 | 141.0917 | 143.8423 | 146.687 | 149.3536 | 151.4879 | 153.4381 | 6.218 | 11.4698 | 21.5299 | 34.7978 | 51.779 | 69.7172 | 86.0134 | 100.767 | 112.9658 | 123.3614 | 132.4631 | 139.9739 | 145.519 | 149.8464 | 153.525 | 156.7002 | 159.6685 | 162.5377 | 165.4642 | 168.5947 | 172.1605 | 176.0598 | 180.4945 | 184.7848 | 188.077 | 191.112
SACO | SACO | 999 |  |  | 0.9726 | 466.848 | 0.04256% | 4.9613 | 6.9653 | 9.4192 | 12.3029 | 15.5481 | 19.2576 | 23.4509 | 28.3073 | 34.1127 | 40.5615 | 47.7337 | 54.7621 | 60.6122 | 65.8881 | 70.9598 | 75.4874 | 79.2289 | 82.2671 | 84.5004 | 86.2402 | 87.7859 | 89.0641 | 90.0651 | 90.8973 | 91.6764 | 92.3668 | 4.9613 | 8.0585 | 13.2988 | 20.0338 | 28.431 | 37.4421 | 46.04 | 54.354 | 62.1234 | 69.495 | 76.7122 | 83.2228 | 88.36 | 92.7243 | 96.7278 | 100.2583 | 103.3132 | 105.977 | 108.2611 | 110.3799 | 112.5753 | 114.77 | 117.0397 | 119.1674 | 120.8704 | 122.4264 | 4.9613 | 9.1516 | 17.1784 | 27.7648 | 41.3138 | 55.6265 | 68.6291 | 80.4008 | 90.134 | 98.4286 | 105.6907 | 111.6835 | 116.1079 | 119.5606 | 122.4958 | 125.0292 | 127.3975 | 129.6869 | 132.0218 | 134.5197 | 137.3648 | 140.476 | 144.0144 | 147.4376 | 150.0644 | 152.4859
SHERIDAN | SHERIDAN CITY | 5000 |  |  | 0.61308 | 1791.4263 | 0.1633% | 19.0377 | 26.7278 | 36.1443 | 47.2097 | 59.6626 | 73.8969 | 89.9877 | 108.623 | 130.9 | 155.6458 | 183.1676 | 210.1377 | 232.5858 | 252.831 | 272.2924 | 289.6662 | 304.0233 | 315.6818 | 324.2518 | 330.9278 | 336.859 | 341.7637 | 345.6051 | 348.7982 | 351.7878 | 354.4374 | 19.0377 | 30.9226 | 51.0313 | 76.8754 | 109.0977 | 143.6757 | 176.6683 | 208.5716 | 238.3847 | 266.6719 | 294.3662 | 319.3492 | 339.0621 | 355.8092 | 371.1714 | 384.7191 | 396.4416 | 406.6633 | 415.4283 | 423.5587 | 431.983 | 440.4046 | 449.1142 | 457.2787 | 463.8134 | 469.7842 | 19.0377 | 35.1174 | 65.9184 | 106.5412 | 158.5328 | 213.4545 | 263.3489 | 308.5202 | 345.8694 | 377.698 | 405.5648 | 428.5606 | 445.5384 | 458.7874 | 470.0504 | 479.772 | 488.86 | 497.6447 | 506.6047 | 516.1895 | 527.107 | 539.0456 | 552.6233 | 565.7591 | 575.839 | 585.131
SHILOH | SHILOH | 50000 |  |  | 0.61308 | 13984.4055 | 1.275% | 148.6142 | 208.6451 | 282.1528 | 368.5327 | 465.7438 | 576.8611 | 702.4709 | 847.9431 | 1021.8444 | 1215.017 | 1429.8608 | 1640.3971 | 1815.6337 | 1973.674 | 2125.5955 | 2261.22 | 2373.2962 | 2464.3058 | 2531.2059 | 2583.3208 | 2629.6211 | 2667.9087 | 2697.896 | 2722.8225 | 2746.1603 | 2766.8435 | 148.6142 | 241.3911 | 398.3657 | 600.1125 | 851.6488 | 1121.575 | 1379.1252 | 1628.1717 | 1860.9018 | 2081.7198 | 2297.9099 | 2492.9344 | 2646.8193 | 2777.5525 | 2897.4745 | 3003.2313 | 3094.7413 | 3174.5342 | 3242.9565 | 3306.4247 | 3372.1873 | 3437.9293 | 3505.919 | 3569.6532 | 3620.6652 | 3667.2751 | 148.6142 | 274.137 | 514.5787 | 831.6923 | 1237.5538 | 1666.2889 | 2055.7795 | 2408.4003 | 2699.9592 | 2948.4227 | 3165.959 | 3345.4717 | 3478.0049 | 3581.431 | 3669.3534 | 3745.2425 | 3816.1863 | 3884.7626 | 3954.707 | 4029.5287 | 4114.7536 | 4207.9498 | 4313.9419 | 4416.4839 | 4495.17 | 4567.7067
SPOKANE | SPOKANE BENCH | 6250 |  |  | 0.61308 | 2850.8323 | 0.2599% | 30.2962 | 42.534 | 57.5191 | 75.1283 | 94.9456 | 117.5977 | 143.2043 | 172.8599 | 208.3111 | 247.6909 | 291.4885 | 334.408 | 370.1314 | 402.3491 | 433.3196 | 460.9677 | 483.8153 | 502.3683 | 516.0065 | 526.6305 | 536.0692 | 543.8744 | 549.9876 | 555.069 | 559.8266 | 564.0431 | 30.2962 | 49.2095 | 81.21 | 122.3377 | 173.6154 | 228.642 | 281.1456 | 331.9158 | 379.3596 | 424.3752 | 468.4472 | 508.2045 | 539.5752 | 566.2262 | 590.6732 | 612.2326 | 630.8876 | 647.1541 | 661.1025 | 674.041 | 687.4472 | 700.8492 | 714.7095 | 727.7022 | 738.1014 | 747.6032 | 30.2962 | 55.885 | 104.901 | 169.5471 | 252.2852 | 339.6863 | 419.087 | 490.9716 | 550.4082 | 601.0594 | 645.4059 | 682.001 | 709.019 | 730.1032 | 748.0269 | 763.4975 | 777.9599 | 791.9398 | 806.1985 | 821.4515 | 838.8253 | 857.8241 | 879.4314 | 900.3354 | 916.3762 | 931.1634
SPRINGDALE | SPRINGDALE PUMP | 3750 |  |  | 0.61308 | 858.3151 | 0.07825% | 9.1214 | 12.8059 | 17.3176 | 22.6193 | 28.5858 | 35.4058 | 43.1153 | 52.0439 | 62.7173 | 74.5736 | 87.76 | 100.682 | 111.4374 | 121.1374 | 130.4618 | 138.786 | 145.6648 | 151.2507 | 155.3568 | 158.5554 | 161.3972 | 163.7471 | 165.5877 | 167.1176 | 168.55 | 169.8194 | 9.1214 | 14.8158 | 24.4503 | 36.8329 | 52.2713 | 68.8384 | 84.646 | 99.9316 | 114.2158 | 127.7689 | 141.0379 | 153.0078 | 162.4527 | 170.4767 | 177.8371 | 184.3281 | 189.9447 | 194.8421 | 199.0416 | 202.9371 | 206.9734 | 211.0084 | 215.1813 | 219.0931 | 222.2241 | 225.0848 | 9.1214 | 16.8256 | 31.5831 | 51.0464 | 75.9568 | 102.2711 | 126.1767 | 147.8194 | 165.7143 | 180.9641 | 194.3158 | 205.3336 | 213.4681 | 219.816 | 225.2124 | 229.8702 | 234.2245 | 238.4335 | 242.7264 | 247.3187 | 252.5495 | 258.2696 | 264.775 | 271.0687 | 275.8982 | 280.3503
ST. REGIS | ST. REGIS | 7000 |  |  | 0.61308 | 2640.5451 | 0.2407% | 28.0614 | 39.3965 | 53.2763 | 69.5866 | 87.9421 | 108.9233 | 132.641 | 160.1092 | 192.9454 | 229.4204 | 269.9873 | 309.7409 | 342.8292 | 372.6705 | 401.3564 | 426.9651 | 448.1274 | 465.3119 | 477.9441 | 487.7844 | 496.5269 | 503.7564 | 509.4186 | 514.1252 | 518.5319 | 522.4373 | 28.0614 | 45.5796 | 75.2197 | 113.3137 | 160.8089 | 211.7766 | 260.4074 | 307.4325 | 351.3768 | 393.0718 | 433.8929 | 470.7176 | 499.7743 | 524.4594 | 547.1031 | 567.0722 | 584.3512 | 599.4177 | 612.3373 | 624.3214 | 636.7387 | 649.1522 | 661.99 | 674.0244 | 683.6565 | 692.4574 | 28.0614 | 51.7627 | 97.1631 | 157.0407 | 233.6758 | 314.6298 | 388.1737 | 454.7558 | 509.8082 | 556.7232 | 597.7986 | 631.6943 | 656.7193 | 676.2483 | 692.8499 | 707.1793 | 720.5749 | 733.5236 | 746.7305 | 760.8584 | 776.9506 | 794.548 | 814.5615 | 833.9235 | 848.7811 | 862.4775
STANFORD | STANFORD CITY | 5000 |  |  | 0.61308 | 1029.9781 | 0.0939% | 10.9457 | 15.3671 | 20.7811 | 27.1431 | 34.3029 | 42.4869 | 51.7383 | 62.4526 | 75.2608 | 89.4883 | 105.312 | 120.8184 | 133.7249 | 145.3649 | 156.5542 | 166.5432 | 174.7978 | 181.5008 | 186.4281 | 190.2665 | 193.6766 | 196.4966 | 198.7052 | 200.5411 | 202.2599 | 203.7833 | 10.9457 | 17.7789 | 29.3404 | 44.1994 | 62.7256 | 82.6061 | 101.5752 | 119.918 | 137.059 | 153.3226 | 169.2454 | 183.6094 | 194.9433 | 204.572 | 213.4045 | 221.1937 | 227.9336 | 233.8105 | 238.8499 | 243.5245 | 248.368 | 253.21 | 258.2176 | 262.9118 | 266.6689 | 270.1018 | 10.9457 | 20.1907 | 37.8997 | 61.2557 | 91.1482 | 122.7254 | 151.4121 | 177.3833 | 198.8571 | 217.157 | 233.1789 | 246.4004 | 256.1617 | 263.7792 | 270.2549 | 275.8443 | 281.0694 | 286.1202 | 291.2717 | 296.7825 | 303.0594 | 309.9235 | 317.73 | 325.2825 | 331.0778 | 336.4203
STEVENSVILLE | STEVENSVILLE | 25000 |  |  | 0.61308 | 4894.2354 | 0.4462% | 52.0117 | 73.0212 | 98.7473 | 128.9784 | 163.0001 | 201.8887 | 245.8494 | 296.7615 | 357.6232 | 425.2293 | 500.4199 | 574.103 | 635.432 | 690.7426 | 743.9118 | 791.3774 | 830.6017 | 862.453 | 885.8666 | 904.1056 | 920.3097 | 933.7096 | 944.2045 | 952.9282 | 961.0959 | 968.3346 | 52.0117 | 84.4816 | 139.4193 | 210.0262 | 298.0584 | 392.5267 | 482.6636 | 569.8244 | 651.2748 | 728.5563 | 804.2181 | 872.4724 | 926.3287 | 972.0825 | 1014.0525 | 1051.0651 | 1083.0916 | 1111.0174 | 1134.9637 | 1157.1762 | 1180.1916 | 1203.1999 | 1226.9948 | 1249.3004 | 1267.1535 | 1283.4659 | 52.0117 | 95.9419 | 180.0913 | 291.0741 | 433.1167 | 583.1646 | 719.4778 | 842.8873 | 944.9265 | 1031.8833 | 1108.0163 | 1170.8418 | 1217.2255 | 1253.4224 | 1284.1933 | 1310.7528 | 1335.5816 | 1359.5818 | 1384.0608 | 1410.2467 | 1440.0735 | 1472.6902 | 1509.7851 | 1545.6725 | 1573.211 | 1598.5972
STILLWATER | STILLWATER | 35000 |  |  | 1 | 20088 | 1.831% | 213.478 | 299.7098 | 405.3004 | 529.3814 | 669.0211 | 828.6362 | 1009.0694 | 1218.034 | 1467.8358 | 1745.3199 | 2053.9338 | 2356.3602 | 2608.0802 | 2835.0982 | 3053.327 | 3248.1458 | 3409.1385 | 3539.8698 | 3635.969 | 3710.8298 | 3777.3382 | 3832.3367 | 3875.4122 | 3911.2181 | 3944.7418 | 3974.4523 | 213.478 | 346.7479 | 572.2353 | 862.0359 | 1223.3571 | 1611.0945 | 1981.0543 | 2338.799 | 2673.1058 | 2990.3015 | 3300.8492 | 3580.9936 | 3802.0427 | 3989.8353 | 4162.0981 | 4314.0132 | 4445.4634 | 4560.0825 | 4658.3682 | 4749.5376 | 4844.0028 | 4938.4383 | 5036.1026 | 5127.6541 | 5200.9306 | 5267.8838 | 213.478 | 393.7861 | 739.1703 | 1194.6904 | 1777.6931 | 2393.5527 | 2953.0393 | 3459.564 | 3878.3758 | 4235.283 | 4547.7646 | 4805.6269 | 4996.0052 | 5144.5724 | 5270.8692 | 5379.8806 | 5481.7883 | 5580.2952 | 5680.7674 | 5788.2455 | 5910.6674 | 6044.5399 | 6196.793 | 6344.0901 | 6457.1194 | 6561.3152
STOCKETT | STOCKETT | 2500 |  |  | 0.9683 | 1680.9688 | 0.1532% | 17.8639 | 25.0798 | 33.9156 | 44.2988 | 55.9838 | 69.3405 | 84.4392 | 101.9254 | 122.8289 | 146.0488 | 171.8737 | 197.1808 | 218.2448 | 237.2417 | 255.5032 | 271.8056 | 285.2775 | 296.2172 | 304.2588 | 310.5232 | 316.0886 | 320.6909 | 324.2954 | 327.2917 | 330.097 | 332.5832 | 17.8639 | 29.016 | 47.8848 | 72.1354 | 102.3708 | 134.8168 | 165.7751 | 195.7113 | 223.6862 | 250.2292 | 276.2159 | 299.6584 | 318.1559 | 333.8704 | 348.2854 | 360.9977 | 371.9975 | 381.5888 | 389.8134 | 397.4425 | 405.3473 | 413.2497 | 421.4223 | 429.0834 | 435.2152 | 440.8178 | 17.8639 | 32.9521 | 61.854 | 99.972 | 148.7578 | 200.2931 | 247.1111 | 289.4972 | 324.5434 | 354.4095 | 380.5581 | 402.136 | 418.067 | 430.4991 | 441.0676 | 450.1897 | 458.7174 | 466.9605 | 475.368 | 484.3618 | 494.6061 | 505.8086 | 518.5492 | 530.875 | 540.3333 | 549.0525
STRAW | STRAW | 2000 |  |  | 0.7829 | 695.2152 | 0.06338% | 7.3881 | 10.3725 | 14.0268 | 18.3211 | 23.1538 | 28.6778 | 34.9224 | 42.1543 | 50.7996 | 60.4029 | 71.0835 | 81.5501 | 90.2617 | 98.1184 | 105.671 | 112.4134 | 117.9851 | 122.5095 | 125.8354 | 128.4262 | 130.7279 | 132.6314 | 134.1221 | 135.3613 | 136.5215 | 137.5498 | 7.3881 | 12.0004 | 19.8042 | 29.8338 | 42.3385 | 55.7575 | 68.5613 | 80.9423 | 92.5121 | 103.4898 | 114.2374 | 123.9328 | 131.5829 | 138.0821 | 144.0439 | 149.3015 | 153.8507 | 157.8175 | 161.2191 | 164.3743 | 167.6436 | 170.9119 | 174.2919 | 177.4603 | 179.9963 | 182.3135 | 7.3881 | 13.6283 | 25.5816 | 41.3464 | 61.5233 | 82.8372 | 102.2002 | 119.7303 | 134.2247 | 146.5767 | 157.3912 | 166.3155 | 172.9042 | 178.0458 | 182.4168 | 186.1895 | 189.7164 | 193.1256 | 196.6027 | 200.3224 | 204.5592 | 209.1924 | 214.4616 | 219.5593 | 223.4711 | 227.0772
SUMATRA | SUMATRA | 5000 |  |  | 0.9998 | 1551.6896 | 0.1415% | 16.49 | 23.151 | 31.3073 | 40.8919 | 51.6783 | 64.0077 | 77.9452 | 94.0866 | 113.3824 | 134.8165 | 158.6553 | 182.0161 | 201.4601 | 218.996 | 235.853 | 250.9017 | 263.3376 | 273.4358 | 280.859 | 286.6416 | 291.779 | 296.0273 | 299.3547 | 302.1205 | 304.71 | 307.005 | 16.49 | 26.7844 | 44.2021 | 66.5876 | 94.4977 | 124.4484 | 153.0258 | 180.6596 | 206.483 | 230.9847 | 254.9728 | 276.6124 | 293.6873 | 308.1932 | 321.4996 | 333.2342 | 343.3881 | 352.2418 | 359.8338 | 366.8762 | 374.1731 | 381.4677 | 389.0117 | 396.0836 | 401.7438 | 406.9156 | 16.49 | 30.4178 | 57.0969 | 92.2834 | 137.3172 | 184.889 | 228.1064 | 267.2326 | 299.5836 | 327.1528 | 351.2903 | 371.2087 | 385.9144 | 397.3905 | 407.1462 | 415.5667 | 423.4386 | 431.0477 | 438.8086 | 447.1107 | 456.5672 | 466.9081 | 478.6688 | 490.0467 | 498.7776 | 506.8262
SUPERIOR | SUPERIOR | 5000 |  |  | 0.9875 | 3284.425 | 0.2994% | 34.904 | 49.0031 | 66.2674 | 86.5548 | 109.3862 | 135.4836 | 164.9847 | 199.1508 | 239.9939 | 285.363 | 335.822 | 385.2692 | 426.4259 | 463.5438 | 499.2246 | 531.0778 | 557.4004 | 578.7752 | 594.4876 | 606.7275 | 617.6018 | 626.5941 | 633.637 | 639.4914 | 644.9726 | 649.8303 | 34.904 | 56.6939 | 93.5615 | 140.9445 | 200.0211 | 263.4169 | 323.906 | 382.3979 | 437.0577 | 488.9198 | 539.6949 | 585.499 | 621.641 | 652.3454 | 680.5107 | 705.3491 | 726.8415 | 745.5819 | 761.6518 | 776.5581 | 792.0034 | 807.4438 | 823.412 | 838.3809 | 850.3617 | 861.3087 | 34.904 | 64.3847 | 120.8557 | 195.3341 | 290.6561 | 391.3503 | 482.8274 | 565.6451 | 634.1216 | 692.4766 | 743.5679 | 785.7289 | 816.8561 | 841.1471 | 861.7968 | 879.6204 | 896.2825 | 912.3885 | 928.8159 | 946.3888 | 966.405 | 988.2934 | 1013.1871 | 1037.2704 | 1055.7509 | 1072.7871
TARGET RANGE | TARGET RANGE #7 - 1 | 20000 |  |  | 0.9894 | 7065.3054 | 0.6441% | 75.084 | 105.4132 | 142.5513 | 186.1928 | 235.3066 | 291.446 | 354.9076 | 428.4041 | 516.2639 | 613.8599 | 722.4049 | 828.7736 | 917.308 | 997.1543 | 1073.9092 | 1142.4304 | 1199.0544 | 1245.0349 | 1278.8347 | 1305.1646 | 1328.5567 | 1347.9007 | 1363.0511 | 1375.6447 | 1387.4356 | 1397.8853 | 75.084 | 121.9574 | 201.2653 | 303.1933 | 430.2764 | 566.6505 | 696.7719 | 822.597 | 940.1787 | 1051.742 | 1160.9671 | 1259.4989 | 1337.2458 | 1403.2957 | 1463.8836 | 1517.3149 | 1563.5482 | 1603.8618 | 1638.4306 | 1670.4965 | 1703.7216 | 1736.9362 | 1771.2865 | 1803.4868 | 1829.2594 | 1852.808 | 75.084 | 138.5015 | 259.9793 | 420.1938 | 625.2462 | 841.8549 | 1038.6362 | 1216.7899 | 1364.0935 | 1489.624 | 1599.5294 | 1690.2241 | 1757.1835 | 1809.4372 | 1853.858 | 1892.1993 | 1928.042 | 1962.6887 | 1998.0265 | 2035.8285 | 2078.8864 | 2125.9717 | 2179.5218 | 2231.3288 | 2271.0833 | 2307.7308
TARGET RANGE | TARGET RANGE #7 - 2 | 20000 |  |  | 0.9894 | 3654.8436 | 0.3332% | 38.8405 | 54.5297 | 73.741 | 96.3165 | 121.7228 | 150.7634 | 183.5917 | 221.6111 | 267.0605 | 317.5464 | 373.6961 | 428.72 | 474.5184 | 515.8224 | 555.5273 | 590.973 | 620.2642 | 644.0497 | 661.5341 | 675.1544 | 687.2551 | 697.2616 | 705.0988 | 711.6134 | 717.7128 | 723.1184 | 38.8405 | 63.0879 | 104.1134 | 156.8402 | 222.5796 | 293.1252 | 360.4363 | 425.5249 | 486.3492 | 544.0603 | 600.5619 | 651.5318 | 691.7499 | 725.9172 | 757.2589 | 784.8986 | 808.8149 | 829.6689 | 847.5511 | 864.1386 | 881.3258 | 898.5075 | 916.2767 | 932.9338 | 946.2658 | 958.4474 | 38.8405 | 71.6461 | 134.4859 | 217.3639 | 323.4364 | 435.4869 | 537.2808 | 629.4387 | 705.638 | 770.5743 | 827.4277 | 874.3436 | 908.9814 | 936.0119 | 958.9906 | 978.8243 | 997.3655 | 1015.288 | 1033.5681 | 1053.1229 | 1075.3965 | 1099.7535 | 1127.4547 | 1154.2541 | 1174.8189 | 1193.7764
THOMPSON FALLS | THOMPSON FALLS CITY | 20000 |  |  | 0.61308 | 4981.9061 | 0.4542% | 52.9434 | 74.3293 | 100.5161 | 131.2888 | 165.92 | 205.5052 | 250.2533 | 302.0774 | 364.0293 | 432.8465 | 509.384 | 584.387 | 646.8145 | 703.116 | 757.2376 | 805.5534 | 845.4803 | 877.9022 | 901.7352 | 920.301 | 936.7953 | 950.4352 | 961.1181 | 969.9981 | 978.3121 | 985.6804 | 52.9434 | 85.9949 | 141.9167 | 213.7884 | 303.3976 | 399.558 | 491.3096 | 580.0317 | 662.9412 | 741.607 | 818.6241 | 888.101 | 942.9221 | 989.4955 | 1032.2173 | 1069.8929 | 1102.4931 | 1130.9191 | 1155.2944 | 1177.9047 | 1201.3325 | 1224.7529 | 1248.974 | 1271.6792 | 1289.8521 | 1306.4567 | 52.9434 | 97.6606 | 183.3173 | 296.2881 | 440.8752 | 593.6109 | 732.3658 | 857.986 | 961.8531 | 1050.3675 | 1127.8642 | 1191.8151 | 1239.0297 | 1275.875 | 1307.1971 | 1334.2324 | 1359.5059 | 1383.936 | 1408.8535 | 1435.5085 | 1465.8697 | 1499.0706 | 1536.83 | 1573.3603 | 1601.392 | 1627.233
TODD | TODD | 7500 |  |  | 0.2615 | 47.8545 | 0.004363% | 0.50856 | 0.71398 | 0.96552 | 1.2611 | 1.5938 | 1.974 | 2.4038 | 2.9017 | 3.4967 | 4.1578 | 4.893 | 5.6134 | 6.2131 | 6.7539 | 7.2738 | 7.7379 | 8.1214 | 8.4328 | 8.6618 | 8.8401 | 8.9985 | 9.1296 | 9.2322 | 9.3175 | 9.3973 | 9.4681 | 0.50856 | 0.82604 | 1.3632 | 2.0536 | 2.9143 | 3.838 | 4.7194 | 5.5716 | 6.368 | 7.1236 | 7.8634 | 8.5308 | 9.0574 | 9.5048 | 9.9151 | 10.277 | 10.5902 | 10.8632 | 11.0974 | 11.3146 | 11.5396 | 11.7646 | 11.9972 | 12.2153 | 12.3899 | 12.5494 | 0.50856 | 0.93809 | 1.7609 | 2.846 | 4.2349 | 5.702 | 7.0349 | 8.2415 | 9.2392 | 10.0895 | 10.8339 | 11.4482 | 11.9017 | 12.2556 | 12.5565 | 12.8162 | 13.059 | 13.2936 | 13.533 | 13.789 | 14.0806 | 14.3996 | 14.7623 | 15.1132 | 15.3824 | 15.6306
TOSTON | TOSTON | 6250 |  |  | 0.2339 | 337.2838 | 0.03075% | 3.5844 | 5.0322 | 6.8051 | 8.8885 | 11.2331 | 13.9131 | 16.9426 | 20.4512 | 24.6454 | 29.3045 | 34.4862 | 39.564 | 43.7905 | 47.6022 | 51.2663 | 54.5374 | 57.2405 | 59.4355 | 61.0491 | 62.306 | 63.4227 | 64.3461 | 65.0694 | 65.6706 | 66.2334 | 66.7323 | 3.5844 | 5.822 | 9.608 | 14.4739 | 20.5405 | 27.0508 | 33.2625 | 39.2692 | 44.8823 | 50.2081 | 55.4223 | 60.126 | 63.8375 | 66.9906 | 69.8829 | 72.4336 | 74.6407 | 76.5652 | 78.2155 | 79.7462 | 81.3323 | 82.9179 | 84.5577 | 86.0949 | 87.3253 | 88.4494 | 3.5844 | 6.6118 | 12.4109 | 20.0592 | 29.848 | 40.1885 | 49.5825 | 58.0872 | 65.1191 | 71.1117 | 76.3584 | 80.688 | 83.8845 | 86.379 | 88.4995 | 90.3299 | 92.0409 | 93.6949 | 95.3819 | 97.1865 | 99.242 | 101.4897 | 104.0461 | 106.5193 | 108.4171 | 110.1665
TOWNSEND | TOWNSEND | 20000 |  |  | 0.9648 | 12166.128 | 1.109% | 129.2911 | 181.5167 | 245.4667 | 320.6154 | 405.187 | 501.8566 | 611.1344 | 737.692 | 888.9824 | 1057.0383 | 1243.9477 | 1427.1097 | 1579.5618 | 1717.0534 | 1849.2218 | 1967.2122 | 2064.716 | 2143.8924 | 2202.094 | 2247.4328 | 2287.7131 | 2321.0225 | 2347.1107 | 2368.7963 | 2389.0997 | 2407.0936 | 129.2911 | 210.005 | 346.5695 | 522.0848 | 740.9159 | 975.7458 | 1199.8089 | 1416.4739 | 1618.944 | 1811.0509 | 1999.1315 | 2168.7986 | 2302.6751 | 2416.4102 | 2520.7396 | 2612.7458 | 2692.3575 | 2761.7756 | 2821.3015 | 2876.5175 | 2933.7295 | 2990.9236 | 3050.0731 | 3105.5205 | 3149.8998 | 3190.4494 | 129.2911 | 238.4932 | 447.6723 | 723.5542 | 1076.6449 | 1449.635 | 1788.4834 | 2095.2558 | 2348.9057 | 2565.0635 | 2754.3153 | 2910.4875 | 3025.7885 | 3115.7669 | 3192.2575 | 3258.2794 | 3319.9989 | 3379.6588 | 3440.5089 | 3505.6021 | 3579.7459 | 3660.8247 | 3753.0355 | 3842.2447 | 3910.7 | 3973.8053
TUNIS | TUNIS SUB | 6250 |  |  | 0.4642 | 658.6998 | 0.06005% | 7.0001 | 9.8277 | 13.2901 | 17.3588 | 21.9377 | 27.1716 | 33.0881 | 39.9402 | 48.1314 | 57.2303 | 67.3499 | 77.2667 | 85.5208 | 92.9649 | 100.1208 | 106.509 | 111.7881 | 116.0748 | 119.226 | 121.6807 | 123.8616 | 125.665 | 127.0775 | 128.2516 | 129.3509 | 130.3251 | 7.0001 | 11.3701 | 18.764 | 28.2668 | 40.1147 | 52.8289 | 64.9602 | 76.6909 | 87.653 | 98.0541 | 108.2372 | 117.4233 | 124.6717 | 130.8295 | 136.4782 | 141.4596 | 145.7699 | 149.5283 | 152.7512 | 155.7407 | 158.8383 | 161.9349 | 165.1374 | 168.1394 | 170.5422 | 172.7377 | 7.0001 | 12.9125 | 24.2379 | 39.1747 | 58.2918 | 78.4863 | 96.8323 | 113.4416 | 127.1747 | 138.8779 | 149.1244 | 157.5799 | 163.8226 | 168.6942 | 172.8355 | 176.4101 | 179.7517 | 182.9818 | 186.2764 | 189.8007 | 193.815 | 198.2048 | 203.1972 | 208.0272 | 211.7335 | 215.1502
TWIN BRIDGES | TWIN BRIDGES | 3000 |  |  | 0.8 | 1176 | 0.1072% | 12.4975 | 17.5457 | 23.7273 | 30.9913 | 39.1661 | 48.5104 | 59.0734 | 71.3066 | 85.9307 | 102.1752 | 120.2422 | 137.947 | 152.6833 | 165.9735 | 178.7491 | 190.1543 | 199.5792 | 207.2325 | 212.8584 | 217.2409 | 221.1345 | 224.3542 | 226.876 | 228.9721 | 230.9347 | 232.674 | 12.4975 | 20.2995 | 33.5 | 50.4657 | 71.6183 | 94.3174 | 115.9757 | 136.9189 | 156.4901 | 175.0595 | 193.2397 | 209.64 | 222.5808 | 233.5746 | 243.6593 | 252.5527 | 260.2482 | 266.9582 | 272.7121 | 278.0494 | 283.5796 | 289.1081 | 294.8256 | 300.1852 | 304.475 | 308.3946 | 12.4975 | 23.0532 | 43.2728 | 69.9401 | 104.0704 | 140.1244 | 172.878 | 202.5312 | 227.0495 | 247.9437 | 266.2371 | 281.333 | 292.4782 | 301.1757 | 308.5694 | 314.9512 | 320.9171 | 326.6839 | 332.5658 | 338.8579 | 346.0247 | 353.862 | 362.7752 | 371.3983 | 378.0154 | 384.1152
TWO DOT | TWO DOT | 1000 |  |  | 0.7858 | 522.557 | 0.04764% | 5.5533 | 7.7965 | 10.5432 | 13.771 | 17.4035 | 21.5556 | 26.2493 | 31.6852 | 38.1834 | 45.4017 | 53.4298 | 61.2969 | 67.845 | 73.7505 | 79.4274 | 84.4953 | 88.6833 | 92.084 | 94.5839 | 96.5313 | 98.2614 | 99.6921 | 100.8126 | 101.744 | 102.6161 | 103.389 | 5.5533 | 9.0201 | 14.8858 | 22.4245 | 31.8237 | 41.91 | 51.5339 | 60.8401 | 69.5365 | 77.7879 | 85.8663 | 93.1538 | 98.904 | 103.7891 | 108.2703 | 112.2221 | 115.6416 | 118.6232 | 121.18 | 123.5516 | 126.0089 | 128.4655 | 131.0061 | 133.3877 | 135.2938 | 137.0355 | 5.5533 | 10.2437 | 19.2283 | 31.0779 | 46.2438 | 62.2644 | 76.8186 | 89.995 | 100.8897 | 110.1741 | 118.3028 | 125.0107 | 129.963 | 133.8278 | 137.1132 | 139.9489 | 142.5999 | 145.1624 | 147.776 | 150.5719 | 153.7565 | 157.239 | 161.1996 | 165.0313 | 167.9716 | 170.6821
ULM | ULM | 10000 |  |  | 0.9439 | 2625.9298 | 0.2394% | 27.9061 | 39.1785 | 52.9814 | 69.2014 | 87.4553 | 108.3204 | 131.9069 | 159.223 | 191.8774 | 228.1505 | 268.4929 | 308.0265 | 340.9317 | 370.6078 | 399.1349 | 424.6019 | 445.6471 | 462.7364 | 475.2986 | 485.0846 | 493.7786 | 500.9681 | 506.599 | 511.2796 | 515.6618 | 519.5456 | 27.9061 | 45.3273 | 74.8034 | 112.6865 | 159.9189 | 210.6044 | 258.966 | 305.7309 | 349.4319 | 390.8961 | 431.4914 | 468.1122 | 497.008 | 521.5565 | 544.0749 | 563.9335 | 581.1168 | 596.1 | 608.948 | 620.8658 | 633.2144 | 645.5592 | 658.326 | 670.2937 | 679.8725 | 688.6247 | 27.9061 | 51.4762 | 96.6253 | 156.1715 | 232.3824 | 312.8884 | 386.0252 | 452.2388 | 506.9864 | 553.6418 | 594.4898 | 628.1979 | 653.0844 | 672.5053 | 689.015 | 703.2651 | 716.5866 | 729.4635 | 742.5974 | 756.6471 | 772.6502 | 790.1502 | 810.0529 | 829.3078 | 844.0831 | 857.7038
UTICA | UTICA PUMP | 9375 |  |  | 0.61308 | 1570.7167 | 0.1432% | 16.6922 | 23.4348 | 31.6912 | 41.3933 | 52.312 | 64.7925 | 78.9009 | 95.2403 | 114.7727 | 136.4697 | 160.6008 | 184.248 | 203.9305 | 221.6814 | 238.7451 | 253.9783 | 266.5666 | 276.7888 | 284.3029 | 290.1564 | 295.3568 | 299.6573 | 303.0254 | 305.8251 | 308.4464 | 310.7695 | 16.6922 | 27.1128 | 44.7441 | 67.4041 | 95.6565 | 125.9744 | 154.9022 | 182.8749 | 209.0149 | 233.817 | 258.0993 | 280.0043 | 297.2885 | 311.9724 | 325.4419 | 337.3204 | 347.5987 | 356.561 | 364.2461 | 371.3748 | 378.7612 | 386.1453 | 393.7819 | 400.9404 | 406.6701 | 411.9053 | 16.6922 | 30.7908 | 57.797 | 93.415 | 139.001 | 187.1562 | 230.9034 | 270.5095 | 303.2571 | 331.1644 | 355.5978 | 375.7606 | 390.6466 | 402.2633 | 412.1387 | 420.6625 | 428.6308 | 436.3333 | 444.1894 | 452.5933 | 462.1657 | 472.6334 | 484.5383 | 496.0558 | 504.8937 | 513.041
VALIER | VALIER | 1500 |  |  | 0.61308 | 544.417 | 0.04963% | 5.7856 | 8.1226 | 10.9843 | 14.3471 | 18.1315 | 22.4574 | 27.3474 | 33.0107 | 39.7807 | 47.301 | 55.6649 | 63.8611 | 70.6832 | 76.8357 | 82.7501 | 88.03 | 92.3931 | 95.9361 | 98.5406 | 100.5694 | 102.3719 | 103.8625 | 105.0299 | 106.0003 | 106.9088 | 107.714 | 5.7856 | 9.3974 | 15.5085 | 23.3626 | 33.1549 | 43.6632 | 53.6897 | 63.3852 | 72.4455 | 81.042 | 89.4583 | 97.0507 | 103.0415 | 108.1309 | 112.7995 | 116.9167 | 120.4792 | 123.5855 | 126.2492 | 128.7201 | 131.2802 | 133.8396 | 136.4865 | 138.9676 | 140.9536 | 142.7681 | 5.7856 | 10.6722 | 20.0327 | 32.378 | 48.1783 | 64.8691 | 80.0321 | 93.7597 | 105.1102 | 114.783 | 123.2517 | 130.2402 | 135.3998 | 139.4262 | 142.849 | 145.8034 | 148.5653 | 151.2349 | 153.9579 | 156.8707 | 160.1886 | 163.8167 | 167.943 | 171.935 | 174.9983 | 177.8222
VALIER - WILLIAMS | VALIER - WILLIAMS | 14000 |  |  | 0.61308 | 2235.2978 | 0.2038% | 23.7548 | 33.3503 | 45.0999 | 58.9071 | 74.4455 | 92.2067 | 112.2845 | 135.5371 | 163.3338 | 194.211 | 228.5521 | 262.2046 | 290.2148 | 315.4763 | 339.7598 | 361.4383 | 379.3528 | 393.9 | 404.5935 | 412.9236 | 420.3244 | 426.4443 | 431.2376 | 435.2219 | 438.9522 | 442.2583 | 23.7548 | 38.5845 | 63.6756 | 95.9233 | 136.1294 | 179.275 | 220.4424 | 260.2505 | 297.4506 | 332.7466 | 367.3029 | 398.4761 | 423.0734 | 443.97 | 463.1386 | 480.043 | 494.6702 | 507.4245 | 518.3612 | 528.5061 | 539.0178 | 549.5261 | 560.3937 | 570.5811 | 578.735 | 586.1852 | 23.7548 | 43.8187 | 82.2514 | 132.9395 | 197.8133 | 266.3432 | 328.6003 | 384.9639 | 431.5673 | 471.2823 | 506.0538 | 534.7475 | 555.9319 | 572.4637 | 586.5174 | 598.6477 | 609.9875 | 620.9489 | 632.129 | 644.0886 | 657.7112 | 672.6079 | 689.5499 | 705.9404 | 718.5178 | 730.1122
VALIER-BULLHEAD | VALIER-BULLHEAD | 3000 |  |  | 0.61308 | 928.2065 | 0.08462% | 9.8642 | 13.8487 | 18.7277 | 24.4611 | 30.9135 | 38.2888 | 46.6261 | 56.2817 | 67.8243 | 80.646 | 94.9061 | 108.8804 | 120.5116 | 131.0014 | 141.0851 | 150.0871 | 157.5261 | 163.5668 | 168.0073 | 171.4664 | 174.5395 | 177.0808 | 179.0712 | 180.7257 | 182.2747 | 183.6476 | 9.8642 | 16.0222 | 26.4413 | 39.8321 | 56.5277 | 74.4439 | 91.5386 | 108.0689 | 123.5162 | 138.1729 | 152.5224 | 165.467 | 175.681 | 184.3584 | 192.3181 | 199.3377 | 205.4116 | 210.7078 | 215.2493 | 219.4619 | 223.8269 | 228.1905 | 232.7033 | 236.9336 | 240.3195 | 243.4132 | 9.8642 | 18.1957 | 34.1549 | 55.2031 | 82.1419 | 110.5989 | 136.4511 | 159.8561 | 179.2082 | 195.6998 | 210.1386 | 222.0537 | 230.8505 | 237.7153 | 243.5511 | 248.5882 | 253.2971 | 257.8488 | 262.4913 | 267.4575 | 273.1143 | 279.3001 | 286.3353 | 293.1415 | 298.3642 | 303.1788
VAUGHN | VAUGHN | 5000 |  |  | 0.9529 | 3630.549 | 0.331% | 38.5824 | 54.1672 | 73.2508 | 95.6763 | 120.9137 | 149.7613 | 182.3714 | 220.138 | 265.2852 | 315.4356 | 371.212 | 425.8702 | 471.3641 | 512.3936 | 551.8346 | 587.0446 | 616.1412 | 639.7686 | 657.1368 | 670.6665 | 682.6867 | 692.6268 | 700.4119 | 706.8832 | 712.942 | 718.3116 | 38.5824 | 62.6685 | 103.4214 | 155.7977 | 221.1001 | 291.1767 | 358.0404 | 422.6963 | 483.1164 | 540.4438 | 596.5698 | 647.2009 | 687.1516 | 721.0918 | 752.2253 | 779.6812 | 803.4385 | 824.1539 | 841.9173 | 858.3945 | 875.4674 | 892.535 | 910.186 | 926.7323 | 939.9758 | 952.0764 | 38.5824 | 71.1698 | 133.5919 | 215.9191 | 321.2864 | 432.5921 | 533.7094 | 625.2547 | 700.9475 | 765.4521 | 821.9276 | 868.5317 | 902.9392 | 929.79 | 952.6159 | 972.3178 | 990.7358 | 1008.5392 | 1026.6978 | 1046.1225 | 1068.2481 | 1092.4432 | 1119.9602 | 1146.5815 | 1167.0096 | 1185.8411
VIRGINIA | VIRGINIA CITY | 2500 |  |  | 0.61308 | 469.0079 | 0.04276% | 4.9842 | 6.9975 | 9.4628 | 12.3598 | 15.6201 | 19.3467 | 23.5594 | 28.4382 | 34.2705 | 40.7491 | 47.9546 | 55.0155 | 60.8926 | 66.1929 | 71.2881 | 75.8366 | 79.5954 | 82.6477 | 84.8914 | 86.6392 | 88.192 | 89.4761 | 90.4818 | 91.3178 | 92.1005 | 92.7942 | 4.9842 | 8.0958 | 13.3604 | 20.1265 | 28.5625 | 37.6153 | 46.253 | 54.6055 | 62.4108 | 69.8166 | 77.0671 | 83.6078 | 88.7688 | 93.1533 | 97.1753 | 100.7221 | 103.7912 | 106.4673 | 108.762 | 110.8906 | 113.0962 | 115.301 | 117.5812 | 119.7188 | 121.4296 | 122.9928 | 4.9842 | 9.194 | 17.2579 | 27.8932 | 41.505 | 55.8839 | 68.9466 | 80.7727 | 90.551 | 98.884 | 106.1797 | 112.2002 | 116.6451 | 120.1138 | 123.0625 | 125.6077 | 127.987 | 130.2869 | 132.6327 | 135.142 | 138.0003 | 141.1259 | 144.6806 | 148.1197 | 150.7587 | 153.1914
WAYNE | WAYNE PUMP | 9375 |  |  | 0.61308 | 1898.7156 | 0.1731% | 20.1779 | 28.3285 | 38.3089 | 50.0371 | 63.2358 | 78.3226 | 95.3771 | 115.1284 | 138.7397 | 164.9675 | 194.1376 | 222.7229 | 246.5155 | 267.9732 | 288.6001 | 307.0144 | 322.2314 | 334.5881 | 343.6714 | 350.7472 | 357.0336 | 362.2321 | 366.3036 | 369.6879 | 372.8566 | 375.6648 | 20.1779 | 32.7746 | 54.0876 | 81.4795 | 115.6316 | 152.2805 | 187.249 | 221.063 | 252.6617 | 282.643 | 311.9959 | 338.4751 | 359.3687 | 377.1188 | 393.4011 | 407.7601 | 420.1847 | 431.0185 | 440.3085 | 448.9258 | 457.8546 | 466.7807 | 476.0119 | 484.6653 | 491.5914 | 497.9198 | 20.1779 | 37.2206 | 69.8663 | 112.922 | 168.0274 | 226.2384 | 279.121 | 326.9976 | 366.5837 | 400.3185 | 429.8542 | 454.2274 | 472.2219 | 486.2644 | 498.202 | 508.5057 | 518.1381 | 527.4489 | 536.9455 | 547.1044 | 558.6757 | 571.3293 | 585.7202 | 599.6427 | 610.3262 | 620.1748
WHITEHALL | WHITEHALL | 5000 |  |  | 0.96 | 3268.8 | 0.298% | 34.738 | 48.77 | 65.9521 | 86.1431 | 108.8658 | 134.839 | 164.1998 | 198.2034 | 238.8521 | 284.0055 | 334.2244 | 383.4364 | 424.3973 | 461.3386 | 496.8496 | 528.5513 | 554.7487 | 576.0218 | 591.6595 | 603.8411 | 614.6636 | 623.6132 | 630.6226 | 636.4491 | 641.9042 | 646.7388 | 34.738 | 56.4242 | 93.1164 | 140.2739 | 199.0696 | 262.1638 | 322.3651 | 380.5788 | 434.9785 | 486.5939 | 537.1274 | 582.7136 | 618.6837 | 649.242 | 677.2733 | 701.9935 | 723.3836 | 742.0349 | 758.0284 | 772.8638 | 788.2356 | 803.6025 | 819.4948 | 834.3925 | 846.3163 | 857.2112 | 34.738 | 64.0785 | 120.2808 | 194.4048 | 289.2734 | 389.4885 | 480.5304 | 562.9541 | 631.1049 | 689.1822 | 740.0305 | 781.9909 | 812.97 | 837.1455 | 857.697 | 875.4358 | 892.0186 | 908.048 | 924.3973 | 941.8865 | 961.8075 | 983.5918 | 1008.367 | 1032.3358 | 1050.7284 | 1067.6836
WILLOW CREEK | WILLOW CREEK | 2500 |  |  | 0.573 | 528.306 | 0.04816% | 5.6144 | 7.8822 | 10.6592 | 13.9225 | 17.595 | 21.7928 | 26.5381 | 32.0338 | 38.6035 | 45.9012 | 54.0176 | 61.9713 | 68.5914 | 74.5619 | 80.3012 | 85.4249 | 89.6589 | 93.0971 | 95.6245 | 97.5933 | 99.3424 | 100.7889 | 101.9217 | 102.8634 | 103.7451 | 104.5264 | 5.6144 | 9.1193 | 15.0495 | 22.6712 | 32.1738 | 42.3711 | 52.1009 | 61.5094 | 70.3016 | 78.6437 | 86.811 | 94.1786 | 99.9921 | 104.931 | 109.4614 | 113.4567 | 116.9138 | 119.9283 | 122.5131 | 124.9109 | 127.3952 | 129.8789 | 132.4474 | 134.8552 | 136.7823 | 138.5431 | 5.6144 | 10.3564 | 19.4399 | 31.4199 | 46.7526 | 62.9494 | 77.6637 | 90.9851 | 101.9997 | 111.3862 | 119.6043 | 126.386 | 131.3928 | 135.3001 | 138.6217 | 141.4886 | 144.1687 | 146.7594 | 149.4018 | 152.2284 | 155.4481 | 158.9689 | 162.9731 | 166.8469 | 169.8195 | 172.5598
WINDHAM | WINDHAM | 1000 |  |  | 0.9926 | 645.19 | 0.05882% | 6.8565 | 9.6261 | 13.0175 | 17.0028 | 21.4877 | 26.6143 | 32.4095 | 39.121 | 47.1442 | 56.0565 | 65.9686 | 75.682 | 83.7668 | 91.0582 | 98.0673 | 104.3245 | 109.4953 | 113.6942 | 116.7807 | 119.1851 | 121.3212 | 123.0877 | 124.4712 | 125.6212 | 126.6979 | 127.6522 | 6.8565 | 11.1369 | 18.3792 | 27.687 | 39.292 | 51.7454 | 63.6279 | 75.118 | 85.8553 | 96.043 | 106.0173 | 115.015 | 122.1147 | 128.1462 | 133.679 | 138.5583 | 142.7802 | 146.4616 | 149.6183 | 152.5465 | 155.5806 | 158.6136 | 161.7504 | 164.6909 | 167.0444 | 169.1948 | 6.8565 | 12.6477 | 23.7408 | 38.3713 | 57.0963 | 76.8766 | 94.8462 | 111.1149 | 124.5664 | 136.0296 | 146.0659 | 154.348 | 160.4626 | 165.2343 | 169.2907 | 172.792 | 176.0651 | 179.2289 | 182.4559 | 185.9079 | 189.8399 | 194.1396 | 199.0297 | 203.7606 | 207.3909 | 210.7375
WOLF | WOLF CREEK | 4992 |  |  | 0.61308 | 779.8406 | 0.07109% | 8.2875 | 11.6351 | 15.7343 | 20.5512 | 25.9722 | 32.1687 | 39.1733 | 47.2856 | 56.9832 | 67.7554 | 79.7362 | 91.4768 | 101.2488 | 110.062 | 118.5339 | 126.097 | 132.3469 | 137.4221 | 141.1527 | 144.0589 | 146.6409 | 148.776 | 150.4482 | 151.8382 | 153.1397 | 154.2931 | 8.2875 | 13.4612 | 22.2149 | 33.4653 | 47.4922 | 62.5446 | 76.9069 | 90.795 | 103.7732 | 116.0871 | 128.143 | 139.0185 | 147.5999 | 154.8903 | 161.5777 | 167.4752 | 172.5783 | 177.0279 | 180.8435 | 184.3828 | 188.0501 | 191.7162 | 195.5076 | 199.0618 | 201.9064 | 204.5057 | 8.2875 | 15.2873 | 28.6955 | 46.3793 | 69.0122 | 92.9206 | 114.6406 | 134.3045 | 150.5633 | 164.4188 | 176.5498 | 186.5603 | 193.951 | 199.7186 | 204.6216 | 208.8535 | 212.8097 | 216.6338 | 220.5343 | 224.7067 | 229.4593 | 234.6564 | 240.567 | 246.2853 | 250.6732 | 254.7182
ZURICH | ZURICH | 1503 |  |  | 0.7077 | 694.2537 | 0.06329% | 7.3779 | 10.3582 | 14.0074 | 18.2957 | 23.1218 | 28.6382 | 34.8741 | 42.096 | 50.7293 | 60.3193 | 70.9852 | 81.4373 | 90.1369 | 97.9827 | 105.5249 | 112.2579 | 117.8219 | 122.3401 | 125.6613 | 128.2486 | 130.5471 | 132.4479 | 133.9366 | 135.1741 | 136.3327 | 137.3595 | 7.3779 | 11.9838 | 19.7768 | 29.7925 | 42.28 | 55.6804 | 68.4665 | 80.8303 | 92.3842 | 103.3467 | 114.0794 | 123.7614 | 131.4009 | 137.8912 | 143.8447 | 149.095 | 153.638 | 157.5993 | 160.9961 | 164.147 | 167.4117 | 170.6755 | 174.0508 | 177.2149 | 179.7474 | 182.0613 | 7.3779 | 13.6095 | 25.5462 | 41.2892 | 61.4382 | 82.7227 | 102.0589 | 119.5647 | 134.0391 | 146.374 | 157.1736 | 166.0854 | 172.665 | 177.7996 | 182.1645 | 185.932 | 189.454 | 192.8585 | 196.3308 | 200.0453 | 204.2763 | 208.903 | 214.165 | 219.2557 | 223.162 | 226.7631